## Sheet1
Asset 2022-03-01 06:58:53
| Asset Tag Number | Description | System Type | Asset Category | Warranty Terms | Warranty Expiry | Hand-Over Date | Installed Date | Life Cycle Date | Site | Building | Floor | Room | Model number | Serial number | Barcode | Status | Type
| 8-1A |  | FMD | IWS | [5 empty] | Connection One | Tower 5 | 08 | Wing A | FXF125LVE |  | Daikin | Active | ITEFM
| 8-1B |  | FMD | IWS | [5 empty] | Connection One | Tower 5 | 08 | Wing A | FXF100LVE |  | Daikin | Active | ITEFM
| 8-1C |  | FMD | IWS | [5 empty] | Connection One | Tower 5 | 08 | Wing A | FXF125LVE |  | Daikin | Active | ITEFM
| 8-2A |  | FMD | IWS | [5 empty] | Connection One | Tower 5 | 08 | Wing B | FXF125LVE |  | Daikin | Active | ITEFM
| 8-2B |  | FMD | IWS | [5 empty] | Connection One | Tower 5 | 08 | Wing A | FXF40LVE |  | Daikin | Active | ITEFM
| 8-2C |  | FMD | IWS | [5 empty] | Connection One | Tower 5 | 08 | Wing A | FXF40LVE |  | Daikin | Active | ITEFM
| 8-2D |  | FMD | IWS | [5 empty] | Connection One | Tower 5 | 08 | Wing B | FXF25LVE |  | Daikin | Active | ITEFM
| 8-2E |  | FMD | IWS | [5 empty] | Connection One | Tower 5 | 08 | Wing B | FXF25LVE |  | Daikin | Active | ITEFM
| 8-2F |  | FMD | IWS | [5 empty] | Connection One | Tower 5 | 08 | Wing B | FXF100LVE |  | Daikin | Active | ITEFM
| 8-2G |  | FMD | IWS | [5 empty] | Connection One | Tower 5 | 08 | Wing B | FXF40LVE |  | Daikin | Active | ITEFM
| 9-1A |  | FMD | IWS | [5 empty] | Connection One | Tower 5 | 09 | Wing A | FXF125LVE |  | Daikin | Active | ITEFM
| 9-1B |  | FMD | IWS | [5 empty] | Connection One | Tower 5 | 09 | Wing A | FXH63LVE5 |  | Daikin | Active | ITEFM
| 9-1C |  | FMD | IWS | [5 empty] | Connection One | Tower 5 | 09 | Wing B | FXF63LVE |  | Daikin | Active | ITEFM
| 9-1D |  | FMD | IWS | [5 empty] | Connection One | Tower 5 | 09 | Wing A | FXF125LVE |  | Daikin | Active | ITEFM
| 9-2A |  | FMD | IWS | [5 empty] | Connection One | Tower 5 | 09 | Wing B | FXF63LVE |  | Daikin | Active | ITEFM
| 9-2B |  | FMD | IWS | [5 empty] | Connection One | Tower 5 | 09 | Wing B | FXF100LVE |  | Daikin | Active | ITEFM
| 9-2C |  | FMD | IWS | [5 empty] | Connection One | Tower 5 | 09 | Wing B | FXA40LVE |  | Daikin | Active | ITEFM
| 9-2D |  | FMD | IWS | [5 empty] | Connection One | Tower 5 | 09 | Wing B | FXA40LVE |  | Daikin | Active | ITEFM
| 9-2E |  | FMD | IWS | [5 empty] | Connection One | Tower 5 | 09 | Wing B | FXF63LVE |  | Daikin | Active | ITEFM
| 9-2G |  | FMD | IWS | [5 empty] | Connection One | Tower 5 | 09 | Wing B | FXF63LVE |  | Daikin | Active | ITEFM
| 10-7A |  | FMD | IWS | [5 empty] | Connection One | Tower 5 | 10 | Wing A | FXF125LVE |  | Daikin | Active | ISMM
| 10-7B |  | FMD | IWS | [5 empty] | Connection One | Tower 5 | 10 | Wing A | FXF125LVE |  | Daikin | Active | ITEFM
| 10-7C |  | FMD | IWS | [5 empty] | Connection One | Tower 5 | 10 | Wing A | FXA32LVE |  | Daikin | Active | ITEFM
| 11-1A |  | FMD | IWS | [5 empty] | Connection One | Tower 5 | 11 | Wing A | FXF125LVE |  | Daikin | Active | ITEFM
| 11-1B |  | FMD | IWS | [5 empty] | Connection One | Tower 5 | 11 | Wing A | FXH100LVE |  | Daikin | Active | ITEFM
| 11-1C |  | FMD | IWS | [5 empty] | Connection One | Tower 5 | 11 | Wing A | FXF125LVE |  | Daikin | Active | ITEFM
| 11-2A |  | FMD | IWS | [5 empty] | Connection One | Tower 5 | 11 | Wing B | FXF125LVE |  | Daikin | Active | ITEFM
| 11-2B |  | FMD | IWS | [5 empty] | Connection One | Tower 5 | 11 | Wing B | FXF125LVE |  | Daikin | Active | ITEFM
| 11-2C |  | FMD | IWS | [5 empty] | Connection One | Tower 5 | 11 | Wing B | FXH100LVE |  | Daikin | Active | ITEFM
| 12-1D |  | FMD | IWS | [5 empty] | Connection One | Tower 5 | 11 | Wing A | FXA40LVE |  | Daikin | Active | ITEFM
| 12-1E |  | FMD | IWS | [5 empty] | Connection One | Tower 5 | 13 | Wing B | FXA40LVE |  | Daikin | Active | ITEFM
| 13 - 1A |  | FMD | IWS | [5 empty] | Connection One | Tower 5 | 13 | Wing A | FAY71LVE |  | Daikin | Active | ITEFM
| 13 - 1B |  | FMD | IWS | [5 empty] | Connection One | Tower 5 | 13 | Wing A | FAY71LVE |  | Daikin | Active | ITEFM
| A/C Make-up Transfer Pump No. 1 | A/C Make-Up Transfer Pump | Mechanical | Pump | [5 empty] | NIE | NIE5 | B4 | NIE5-B4-M1 BREAK TANK ROOM | ESH 50-200/D209SSA | 00766-20160415 |  | Active | ITEFM
| A/C Make-up Transfer Pump No. 2 | A/C Make-Up Transfer Pump | Mechanical | Pump | [5 empty] | NIE | NIE5 | B4 | NIE5-B4-M1 BREAK TANK ROOM | ESH 50-200/D209SSA | 00766-20160415 |  | Active | ITEFM
| ACCU 1-3 | 1 to1 Unit | ACMV | Aircon Split Unit | [5 empty] | RMG | RH | 1 | Nuclear Med PET/CT | Mitsubishi/ P140VHMS | 22U00007 |  | Active | ISMM
| ACCU 3-1 | 1 to1 Unit | ACMV | Aircon Split Unit | [5 empty] | RMG | RH | 3 | Kitchen | Mitsubishi MUY-GE24VA |  |  | Active | ITEFM
| ACCU 3-2 | 1 to1 Unit | ACMV | Aircon Split Unit | [5 empty] | RMG | RH | 3 | Kitchen | Mitsubishi MUY-GE24VA |  |  | Active | ITEFM
| ACCU 3-3 | 1 to1 Unit | ACMV | Aircon Split Unit | [5 empty] | RMG | RH | 3 | Kitchen | Mitsubishi MUY-GE24VA |  |  | Active | ITEFM
| ACCU 5-1 | 1 to2 Unit | ACMV | Aircon Split Unit |  |  |  | 2021-09-17 |  | RMG | RH | 5 | MMD Store | Mitsubishi MXY-3G28VA | 17P10555 |  | Active | ITEFM
| ACCU 5-2 | 1 to2 Unit | ACMV | Aircon Split Unit |  |  |  | 2021-09-17 |  | RMG | RH | 5 | MMD Store | Mitsubishi MXY-3G28VA | 17P10583 |  | Active | ITEFM
| ACCU 6-1 | 1 to1 Unit | ACMV | Aircon Split Unit | [5 empty] | RMG | RH | 6 | UPS Rm | Daikin/ RKS60GVMG |  |  | Active | ITEFM
| ACCU 6-2 | 1 to1 Unit | ACMV | Aircon Split Unit | [5 empty] | RMG | RH | 6 | UPS Rm | Daikin/ RKS60GVMG |  |  | Active | ITEFM
| ACCU 6-3 | 1 to1 Unit | ACMV | Aircon Split Unit | [5 empty] | RMG | RH | 6 | UPS Rm | Daikin/ RKS60GVMG |  |  | Active | ITEFM
| ACCU 6-4 | 1 to1 Unit | ACMV | Aircon Split Unit | [5 empty] | RMG | RH | 6 | UPS Rm | Daikin/ RKS60GVMG |  |  | Active | ITEFM
| ACCU 10-1 | 1 to2 Unit | ACMV | Aircon Split Unit | [5 empty] | RMG | RH | 10 | Doctor's Lounge | Daikin/ VRV |  |  | Active | ITEFM
| ACCU 10-2 | 1 to2 Unit | ACMV | Aircon Split Unit | [5 empty] | RMG | RH | 10 | Doctor's Lounge | Daikin/ VRV |  |  | Active | ITEFM
| ACCU 10-3 | 1 to2 Unit | ACMV | Aircon Split Unit | [5 empty] | RMG | RH | 10 | Doctor's Lounge | Daikin/ VRV |  |  | Active | ITEFM
| ACCU 10-4 | 1 to2 Unit | ACMV | Aircon Split Unit | [5 empty] | RMG | RH | 10 | Doctor's Lounge | Daikin/ VRV |  |  | Active | ITEFM
| ACCU 11-4 | 1 to1 Unit | ACMV | Aircon Split Unit | [5 empty] | RMG | RH | 11 | Learning Ctr - Nightingale | Mitsubishi/ SUY-KA36VA |  |  | Active | ITEFM
| ACCU 11-5 | 1 to1 Unit | ACMV | Aircon Split Unit | [5 empty] | RMG | RH | 11 | Learning Ctr - Nightingale | Mitsubishi/ SUY-KA36VA |  |  | Active | ITEFM
| ACCU 11-6 | 1 to1 Unit | ACMV | Aircon Split Unit |  |  |  | 2021-07-03 |  | RMG | RH | 11 | Learning Ctr - Jenner Room | Daikin/ RZR100MVG | E007558 |  | Active | ITEFM
| ACCU 11-7 | 1 to1 Unit | ACMV | Aircon Split Unit | [5 empty] | RMG | RH | 11 | Learning Ctr - Jenner Room | York/ MOC35N35B | 30422046 |  | Active | ITEFM
| ACCU 11-8 | 1 to1 Unit | ACMV | Aircon Split Unit | [5 empty] | RMG | RH | 11 | Learning Ctr - Osler Room | Mitsubishi/ PU-4YAKD2 | 21201709 |  | Active | ITEFM
| ACCU 11-9 | 1 to1 Unit | ACMV | Aircon Split Unit |  |  |  | 2021-07-03 |  | RMG | RH | 11 | Learning Ctr - Corridor | Daikin/ RZR100MVG | E007550 |  | Active | ITEFM
| ACCU 12-1 | 1 to1 Unit | ACMV | Aircon Split Unit |  |  |  | 2021-07-09 |  | RMG | RH | 12 | Server Room | Daikin/ RKS25LVMG | E000674 |  | Active | ITEFM
| ACCU R-1 | 1 to1 Unit | ACMV | Aircon Split Unit | [5 empty] | RMG | RH | Rooftop | MATV Room | York/ YMHFYC024BBN-B-1 | 26230250712 |  | Active | ITEFM
| AHU-1-1 | Serve main Lobby, Reception Counter, Visitor Lift Lobby. Walkway Corridor outside RHI Sales Office | ACMV | Air Handling Unit | [5 empty] | RMG | RH | 1 | AHU Space (Ambulance Bay Ceiling) | CSD 113D | York 62.8KW / 2.39L/S / 8895CMH |  | Active | ISMM
| AHU-1-2 | Serve Bed Lift Lobby, A&E Isolation room , A&E Rooms | ACMV | Air Handling Unit | [5 empty] | RMG | RH | 1 | AHU Space (Ambulance Bay Ceiling) | CSD 113D | York 62.8KW / 2.39L/S / 8895CMH |  | Active | ITEFM
| AHU-1-3 | Serve A&E - Rm 1, 2, 3, 4, 5, Observation Rm, A&E - Store Rm, Reception, Waiting Area | ACMV | Air Handling Unit | [5 empty] | RMG | RH | 1 | AHU Space (Ambulance Bay Ceiling) | CSD 113D | York 62.8KW / 2.39L/S / 8895CMH |  | Active | ITEFM
| AHU-1-4 | Serve A&E Bed 3 & 5 | ACMV | Air Handling Unit | [5 empty] | RMG | RH | 1 | AHU Space (Ambulance Bay Ceiling) | CSD 032D | York 28.0KW / 1.18L/S / 2399CMH |  | Active | ITEFM
| AHU-1-5 | Serve Raffles Nuclear Medicine Centre | ACMV | Air Handling Unit | [5 empty] | RMG | RH | 1 | AHU Space (Ambulance Bay Ceiling) | CSD 113D | York 76.1KW / 3.22L/S / 9186CMH |  | Active | ITEFM
| AHU-2-1 | Serve Health Check & RM @ RH | ACMV | Air Handling Unit | [5 empty] | RMG | RH | 2 | AHU Room 1 (Health Check) | CSD 156D | York 67.7KW / 2.87L/S / 11274CMH |  | Active | ITEFM
| AHU-2-2 | Serve escalator Corridor, RM - Reception, Waiting Area, Health Check - X-Ray Room | ACMV | Air Handling Unit | [5 empty] | RMG | RH | 2 | AHU Room 2 (HT below) | CSD 156D | York 67.7KW / 2.87L/S / 11274CMH |  | Active | ITEFM
| AHU-2-3 | Serve Dental - Corridor, Staff Rm, Consult Rooms, RJC - Reception, Waiting Area, RJC Consult Rooms | ACMV | Air Handling Unit | [5 empty] | RMG | RH | 2 | AHU Room 3 (Carpark Ramp) | CSD 217D | York 109.5KW / 4.57L/S / 17193CMH |  | Active | ITEFM
| AHU-2-4 | Serve Dental Consult Rooms, RIPC Office, Raffles Skin & Aesthetics Consult Rooms | ACMV | Air Handling Unit | [5 empty] | RMG | RH | 2 | AHU Room 3 (Carpark Ramp) | CSD 217D | York 109.5KW / 4.57L/S / 17193CMH |  | Active | ITEFM
| AHU-2-5 | Serve Dental - Reception,Waitng Area, RCM All Area, Skin & Aesthetics - Reception,Waitng Area | ACMV | Air Handling Unit | [5 empty] | RMG | RH | 2 | AHU Room 3 (Carpark Ramp) | CSD 270D | York 119.0KW / 4.98L/S / 18562CMH |  | Active | ITEFM
| AHU-7-1 | Serve ICU | ACMV | Air Handling Unit | [5 empty] | RMG | RH | 7M | AHU Space | YDM 40X70 | York 103KW / 3.27L/S / 23371CMH |  | Active | ITEFM
| AHU-7-2 | Serve Clinical Laboratory, Microbiology, Haematology, Histology | ACMV | Air Handling Unit | [5 empty] | RMG | RH | 7M | AHU Space | YDM 30X50 | York 133.7KW / 4.15L/S / 11298CMH |  | Active | ITEFM
| AHU-7-7 | Serve OT Clean Corridor | ACMV | Air Handling Unit | [5 empty] | RMG | RH | 7M | AHU Space | CSD 156D | York 69.4KW / 2.90L/S / 12894CMH |  | Active | ITEFM
| AHU-7-8 | Serve CSSD | ACMV | Air Handling Unit | [5 empty] | RMG | RH | 7M | AHU Space | CSD 156D | York 76.7KW / 3.22L/S / 11475CMH |  | Active | ITEFM
| AHU-7-9 | Serve Diagnostic Lab | ACMV | Air Handling Unit | [5 empty] | RMG | RH | 7M | AHU Space | CSD 050D | York 29.2KW / 1.25L/S / 4127CMH |  | Active | ITEFM
| AHU-7-10 | Serve Call Ctr, Cytology, Pathology, Dialysis Ctr, MRO | ACMV | Air Handling Unit | [5 empty] | RMG | RH | 7M | AHU Space | CSD 074D | York 42.3KW / 1.84L/S / 6166CMH |  | Active | ITEFM
| AHU-7-11 | Serve Angio, ESWL, Preparation Rm, Angio Patient Holding Recovery Area, Angio Control room | ACMV | Air Handling Unit | [5 empty] | RMG | RH | 7M | AHU Space | CSD 113D | York 50.3KW / 2.16L/S / 7556CMH |  | Active | ITEFM
| AHU-7-12 | Serve OR Nurse Stn, Patient Holding / Recovery Areas, Booking Office, Equip Room, Day Surgery, Patient Holding Area, Clean Utility, 3m-wide Corridor, Outside OT 10&11, Sleep Room | ACMV | Air Handling Unit | [5 empty] | RMG | RH | 7M | AHU Space | CSD 156D | York 76.3KW / 3.27L/S / 12744CMH |  | Active | ITEFM
| AHU-7-13 | Serve Visitor Lift Lobby, DS Waiting Area, Female & Doctor Changing Rm, OT Tea Rm | ACMV | Air Handling Unit | [5 empty] | RMG | RH | 7M | AHU Space | CSD 217D | York 86.9KW / 3.04L/S / 16523CMH |  | Active | ITEFM
| AHU-8-1 | Serve Ward 8 Old Wing | ACMV | Air Handling Unit | [5 empty] | RMG | RH | 8 | AHU Room 1 | YDM 40X80 | York 113.1KW / 3.23L/S / 26626CMH |  | Active | ITEFM
| AHU-8-2 | Serve Ward 8 New Wing (Stn B & C), Visitor Lift Lobby | ACMV | Air Handling Unit | [5 empty] | RMG | RH | 8 | AHU Room 2 | YDM 50X80BC | York 158.7KW / 4.89L/S / 32254CMH |  | Active | ITEFM
| AHU-8M-1 | Serve Labour Ward, NICU (with heater) | ACMV | Air Handling Unit | [5 empty] | RMG | RH | 8M | AHU Space | YDM 40X70 | York 117KW / 3.8L/S / 20491CMH |  | Active | ITEFM
| AHU-8M-2 | Serve Ward 8 New Wing (Stn B & C) | ACMV | Air Handling Unit | [5 empty] | RMG | RH | 8M | AHU Space | YDM 50X80BC | York 156.2KW / 4.89L/S / 32254CMH |  | Active | ITEFM
| AHU-9-1 | Serve Ward 9 Old Wing (Stn A & D) | ACMV | Air Handling Unit | [5 empty] | RMG | RH | 9 | AHU Room 1 | YDM 60X80 | York 179.8KW / 5.58L/S / 37590CMH |  | Active | ITEFM
| AHU-9-2 | Serve Ward 9 New Wing (Stn B & C) | ACMV | Air Handling Unit | [5 empty] | RMG | RH | 9 | AHU Room 2 | YDM 80x90BC | York 290.1KW / 8.89L/S / 55183CMH |  | Active | ITEFM
| AHU-10-1 | Serve Ward 10 Old Wing (Stn A & D) | ACMV | Air Handling Unit | [5 empty] | RMG | RH | 10 | AHU Room 1 | YDM 50X80BC | York 161.8KW / 5.1L/S / 32395CMH |  | Active | ITEFM
| AHU-10-2 | Serve Ward 10 New Wing (Stn B & C) | ACMV | Air Handling Unit | [5 empty] | RMG | RH | 10 | AHU Room 2 | YDM 70x90BC | York 276.5KW / 8.6L/S / 53574CMH |  | Active | ITEFM
| AHU-11-1 | Serve Eye Centre - Reception, Waiting Area, Roomsm, Inpatient Pharmacy | ACMV | Air Handling Unit | [5 empty] | RMG | RH | 11 | AHU Room 1 | YDM 50X80BC | York 176.2KW / 7.66L/S / 31102CMH |  | Active | ITEFM
| AHU-11-2 | Serve New Wing (Admin Office) | ACMV | Air Handling Unit | [5 empty] | RMG | RH | 11 | AHU Room 2 | YDM 60x80BC | York 191.9KW / 6.44L/S / 36402CMH |  | Active | ITEFM
| AHU-12-1 | Serve Women Ctr, Housekeeping Office | ACMV | Air Handling Unit | [5 empty] | RMG | RH | 12 | AHU Room 1 | YDM 50x70BC | York 172.8KW / 7.29L/S / 29187CMH |  | Active | ITEFM
| AHU-12-2 | Serve REMC / RHS | ACMV | Air Handling Unit | [5 empty] | RMG | RH | 12 | AHU Room 2 | YDM 60x80BC | York 131.8KW / 8.39L/S / 41946CMH |  | Active | ITEFM
| AHU-13-1 | Ward 13 | ACMV | Air Handling Unit | [5 empty] | RMG | RH | 13 | AHU Room | 39CQ2226 | 266.2KW / 11.56L/S / 43650CMH |  | Active | ITEFM
| AHU-13-2 | ORs 1-8 | ACMV | Air Handling Unit | [5 empty] | RMG | RH | Rooftop | Rooftop | 39CQ1420 | 225.7KW / 9.78L/S / 16370CMH |  | Active | ITEFM
| AHU-13-3 | ORs 9-12 | ACMV | Air Handling Unit | [5 empty] | RMG | RH | Rooftop | Rooftop | 39CQ2024 | 435.9KW / 18.9L/S / 34380CMH |  | Active | ITEFM
| AHU-13-4 | Standby Unit for ORs (Alternate Monthly) | ACMV | Air Handling Unit | [5 empty] | RMG | RH | Rooftop | Rooftop | 39CQ2024 | 435.9KW / 18.9L/S / 34380CMH |  | Active | ITEFM
| AHU-B1-L-01 | Heritage Foodcourt | ACMV | Air Handling Unit | [5 empty] | RMG | RSC | B1 | AHU Place | 39CQ1317 | Carrier 47.6KW / 2.06L/S / 14234CMH |  | Active | ITEFM
| AHU-B2-01 | Radiology | ACMV | Air Handling Unit | [5 empty] | RMG | RSC | B2 | AHU Place | 39CQ1117 | Carrier 44.8KW / 1.94L/S / 10000CMH |  | Active | ISMM
| AHU-L7-C-01 | Vacant | ACMV | Air Handling Unit | [5 empty] | RMG | RSC | 7 | AHU Place | 39CQ0912 | Carrier 22.4KW / 0.97L/S / 5400CMH |  | Active | ITEFM
| AHU-L7-C-02 | Vacant | ACMV | Air Handling Unit | [5 empty] | RMG | RSC | 7 | AHU Place | 39CQ0912 | Carrier 22.4KW / 0.97L/S / 5400CMH |  | Active | ITEFM
| AHU-L7-C-03 | Vacant | ACMV | Air Handling Unit | [5 empty] | RMG | RSC | 7 | AHU Place | 39CQ1015 | Carrier 40.4KW / 1.75L/S / 9000CMH |  | Active | ITEFM
| AHU-L8-C-01 | Counselling Centre | ACMV | Air Handling Unit | [5 empty] | RMG | RSC | 8 | AHU Place | 39CQ0912 | Carrier 18KW / 0.78L/S / 5400CMH |  | Active | ITEFM
| AHU-L8-C-02 | Counselling Centre, ENT, Dispensary | ACMV | Air Handling Unit | [5 empty] | RMG | RSC | 8 | AHU Place | 39CQ0912 | Carrier 18KW / 0.78L/S / 5400CMH |  | Active | ITEFM
| AHU-L8-C-03 | ENT, Children Centre, Dispensary | ACMV | Air Handling Unit | [5 empty] | RMG | RSC | 8 | AHU Place | 39CQ1015 | Carrier 28.2KW / 1.22L/S / 9000CMH |  | Active | ITEFM
| AHU-L8-C-04 | Children Centre | ACMV | Air Handling Unit | [5 empty] | RMG | RSC | 9 | AHU Place | 39CQ1015 | Carrier 28.2KW / 1.22L/S / 9000CMH |  | Active | ITEFM
| AHU-L9-C-01 | Internal Medicine | ACMV | Air Handling Unit | [5 empty] | RMG | RSC | 9 | AHU Place | 39CQ0912 | Carrier 22.4KW / 0.97L/S / 5400CMH |  | Active | ITEFM
| AHU-L9-C-02 | Internal Medicine, Neuroscience | ACMV | Air Handling Unit | [5 empty] | RMG | RSC | 9 | AHU Place | 39CQ0912 | Carrier 22.4KW / 0.97L/S / 5400CMH |  | Active | ITEFM
| AHU-L9-C-03 | Diabetes & Endocrine | ACMV | Air Handling Unit | [5 empty] | RMG | RSC | 9 | AHU Place | 39CQ1015 | Carrier 33.8KW / 1.47L/S / 9000CMH |  | Active | ITEFM
| AHU-L9-C-04 | Diabetes & Endocrine, Dispensary | ACMV | Air Handling Unit | [5 empty] | RMG | RSC | 9 | AHU Place | 39CQ1015 | Carrier 33.8KW / 1.47L/S / 9000CMH |  | Active | ITEFM
| AHU-L10-C-01 | Heart Centre, Dispensary | ACMV | Air Handling Unit | [5 empty] | RMG | RSC | 10 | AHU Place | 39CQ0912 | Carrier 22.4KW / 0.97L/S / 5400CMH |  | Active | ITEFM
| AHU-L10-C-02 | Heart Centre | ACMV | Air Handling Unit | [5 empty] | RMG | RSC | 10 | AHU Place | 39CQ0912 | Carrier 22.4KW / 0.97L/S / 5400CMH |  | Active | ITEFM
| AHU-L10-C-03 | Cancer Centre | ACMV | Air Handling Unit | [5 empty] | RMG | RSC | 10 | AHU Place | 39CQ1015 | Carrier 33.8KW / 1.47L/S / 9000CMH |  | Active | ITEFM
| AHU-L10-C-04 | Cancer Centre | ACMV | Air Handling Unit | [5 empty] | RMG | RSC | 10 | AHU Place | 39CQ1015 | Carrier 33.8KW / 1.47L/S / 9000CMH |  | Active | ITEFM
| AHU-L11-C-01 | Radiology - Main Entrance | ACMV | Air Handling Unit | [5 empty] | RMG | RSC | 11 | AHU Place | 39CQ0912 | Carrier 22.4KW / 0.97L/S / 5400CMH |  | Active | ITEFM
| AHU-L11-C-02 | Radiology - Nurse Counters, Waiting Areas | ACMV | Air Handling Unit | [5 empty] | RMG | RSC | 11 | AHU Place | 39CQ0912 | Carrier 22.4KW / 0.97L/S / 5400CMH |  | Active | ITEFM
| AHU-L11-C-03 | Radiology - CT Scan, MRI | ACMV | Air Handling Unit | [5 empty] | RMG | RSC | 11 | AHU Place | 39CQ1015 | Carrier 33.8KW / 1.47L/S / 9000CMH |  | Active | ITEFM
| AHU-L12-C-01 | Rehabilitation Centre | ACMV | Air Handling Unit | [5 empty] | RMG | RSC | 12 | AHU Place | 39CQ0912 | Carrier 22.4KW / 0.97L/S / 5400CMH |  | Active | ITEFM
| AHU-L12-C-02 | Rehabilitation Centre | ACMV | Air Handling Unit | [5 empty] | RMG | RSC | 12 | AHU Place | 39CQ0912 | Carrier 22.4KW / 0.97L/S / 5400CMH |  | Active | ITEFM
| AHU-L12-C-03 | Pain Management Centre, Orthopaedic Centre, Dispensary | ACMV | Air Handling Unit | [5 empty] | RMG | RSC | 12 | AHU Place | 39CQ1015 | Carrier 33.8KW / 1.47L/S / 9000CMH |  | Active | ITEFM
| AHU-L12-C-04 | Orthopaedic Centre | ACMV | Air Handling Unit | [5 empty] | RMG | RSC | 12 | AHU Place | 39CQ1015 | Carrier 33.8KW / 1.47L/S / 9000CMH |  | Active | ITEFM
| AHU-L13-C-01 | Surgery Centre | ACMV | Air Handling Unit | [5 empty] | RMG | RSC | 13 | AHU Place | 39CQ0912 | Carrier 22.4KW / 0.97L/S / 5400CMH |  | Active | ITEFM
| AHU-L13-C-02 | Surgery Centre | ACMV | Air Handling Unit | [5 empty] | RMG | RSC | 13 | AHU Place | 39CQ0912 | Carrier 22.4KW / 0.97L/S / 5400CMH |  | Active | ITEFM
| AHU-L13-C-03 | Surgery Centre, Urology Centre, Breast Centre, Dispensary | ACMV | Air Handling Unit | [5 empty] | RMG | RSC | 13 | AHU Place | 39CQ1015 | Carrier 33.8KW / 1.47L/S / 9000CMH |  | Active | ITEFM
| AHU-L13-C-04 | Urology Centre, Breast Centre | ACMV | Air Handling Unit | [5 empty] | RMG | RSC | 13 | AHU Place | 39CQ1015 | Carrier 33.8KW / 1.47L/S / 9000CMH |  | Active | ITEFM
| AHU-L16-C-01 | Vacant | ACMV | Air Handling Unit | [5 empty] | RMG | RSC | 16 | AHU Place | 39CQ0912 | Carrier 18KW / 0.78L/S / 5400CMH |  | Active | ITEFM
| AHU-L16-C-02 | Vacant | ACMV | Air Handling Unit | [5 empty] | RMG | RSC | 16 | AHU Place | 39CQ0912 | Carrier 18KW / 0.78L/S / 5400CMH |  | Active | ITEFM
| AHU-L16-C-03 | Vacant | ACMV | Air Handling Unit | [5 empty] | RMG | RSC | 16 | AHU Place | 39CQ1015 | Carrier 28.2KW / 1.22L/S / 9000CMH |  | Active | ITEFM
| AHU-L16-C-04 | Vacant | ACMV | Air Handling Unit | [5 empty] | RMG | RSC | 16 | AHU Place | 39CQ1015 | Carrier 28.2KW / 1.22L/S / 9000CMH |  | Active | ITEFM
| AHU-L17-C-01 | Vacant | ACMV | Air Handling Unit | [5 empty] | RMG | RSC | 17 | AHU Place | 39CQ0912 | Carrier 22.4KW / 0.97L/S / 5400CMH |  | Active | ITEFM
| AHU-L17-C-02 | Vacant | ACMV | Air Handling Unit | [5 empty] | RMG | RSC | 17 | AHU Place | 39CQ0912 | Carrier 22.4KW / 0.97L/S / 5400CMH |  | Active | ITEFM
| AHU-L17-C-03 | Vacant | ACMV | Air Handling Unit | [5 empty] | RMG | RSC | 17 | AHU Place | 39CQ1015 | Carrier 33.8KW / 1.47L/S / 9000CMH |  | Active | ITEFM
| AHU-L17-C-04 | Vacant | ACMV | Air Handling Unit | [5 empty] | RMG | RSC | 17 | AHU Place | 39CQ1015 | Carrier 33.8KW / 1.47L/S / 9000CMH |  | Active | ITEFM
| AHU-L18-C-01 | Vacant | ACMV | Air Handling Unit | [5 empty] | RMG | RSC | 18 | AHU Place | 39CQ0912 | Carrier 22.4KW / 0.97L/S / 5400CMH |  | Active | ITEFM
| AHU-L18-C-02 | Vacant | ACMV | Air Handling Unit | [5 empty] | RMG | RSC | 18 | AHU Place | 39CQ0912 | Carrier 22.4KW / 0.97L/S / 5400CMH |  | Active | ITEFM
| AHU-L18-C-03 | Vacant | ACMV | Air Handling Unit | [5 empty] | RMG | RSC | 18 | AHU Place | 39CQ1015 | Carrier 33.8KW / 1.47L/S / 9000CMH |  | Active | ITEFM
| AHU-L18-C-04 | Vacant | ACMV | Air Handling Unit | [5 empty] | RMG | RSC | 18 | AHU Place | 39CQ1015 | Carrier 33.8KW / 1.47L/S / 9000CMH |  | Active | ITEFM
| AHU-L20-C-01 | Vacant | ACMV | Air Handling Unit | [5 empty] | RMG | RSC | 20 | AHU Place | 39CQ0912 | Carrier 22.4KW / 0.97L/S / 5400CMH |  | Active | ITEFM
| AHU-L20-C-02 | Vacant | ACMV | Air Handling Unit | [5 empty] | RMG | RSC | 20 | AHU Place | 39CQ0912 | Carrier 22.4KW / 0.97L/S / 5400CMH |  | Active | ITEFM
| AHU-L20-C-03 | Vacant | ACMV | Air Handling Unit | [5 empty] | RMG | RSC | 20 | AHU Place | 39CQ1015 | Carrier 33.8KW / 1.47L/S / 9000CMH |  | Active | ITEFM
| AHU-L20-C-04 | Vacant | ACMV | Air Handling Unit | [5 empty] | RMG | RSC | 20 | AHU Place | 39CQ1015 | Carrier 33.8KW / 1.47L/S / 9000CMH |  | Active | ITEFM
| AHU-L21-C-01 | MMD Store (Medicine) | ACMV | Air Handling Unit | [5 empty] | RMG | RSC | 21 | AHU Place | 39CQ0912 | Carrier 22.4KW / 0.97L/S / 5400CMH |  | Active | ITEFM
| AHU-L21-C-02 | MMD Store (Medicine) | ACMV | Air Handling Unit | [5 empty] | RMG | RSC | 21 | AHU Place | 39CQ0912 | Carrier 22.4KW / 0.97L/S / 5400CMH |  | Active | ITEFM
| AHU-L21-C-03 | MMD Store (Medicine) | ACMV | Air Handling Unit | [5 empty] | RMG | RSC | 21 | AHU Place | 39CQ1015 | Carrier 33.8KW / 1.47L/S / 9000CMH |  | Active | ITEFM
| AHU-L21-C-04 | MMD Store (Medicine) | ACMV | Air Handling Unit | [5 empty] | RMG | RSC | 21 | AHU Place | 39CQ1015 | Carrier 33.8KW / 1.47L/S / 9000CMH |  | Active | ITEFM
| AHU-L22-C-01 | Chairman Office | ACMV | Air Handling Unit | [5 empty] | RMG | RSC | 22 | AHU Place | 39CQ0912 | Carrier 22.4KW / 0.97L/S / 5400CMH |  | Active | ITEFM
| AHU-L22-C-02 | Chairman Office Executive Rooms | ACMV | Air Handling Unit | [5 empty] | RMG | RSC | 22 | AHU Place | 39CQ0912 | Carrier 22.4KW / 0.97L/S / 5400CMH |  | Active | ITEFM
| AHU-L22-C-03 | Chairman Office Reception, Meeting Rooms | ACMV | Air Handling Unit | [5 empty] | RMG | RSC | 22 | AHU Place | 39CQ1015 | Carrier 33.8KW / 1.47L/S / 9000CMH |  | Active | ITEFM
| AHU-R-1 | Serving Service Lift Lobbies L1 to L13 | ACMV | Air Handling Unit | [5 empty] | RMG | RH | Rooftop | Rooftop | 39CQ1015 | Carrier 435.9KW / 18.9L/S / 34380CMH |  | Active | ITEFM
| AP-1 | L7 Histopathlogy | ACMV | Air Purifier | [5 empty] | RMG | RH | 7 | Histo Data Rm | Novaerus NV800 | EG1R2301904508/1700074 |  | Active | ISMM
| AP-2 | L7 Cytology | ACMV | Air Purifier | [5 empty] | RMG | RH | 7 | Cytology Lab | Novaerus NV800 | EG1R2301904507/1700042 |  | Active | ITEFM
| AP-3 | L9 Room 952 | ACMV | Air Purifier | [5 empty] | RMG | RH | 9 | Ward 952 (BMT) | Novaerus NV800 | EG1R2301904509/1700105 |  | Active | ITEFM
| AP-4 | L9 Room 953 | ACMV | Air Purifier | [5 empty] | RMG | RH | 9 | Ward 953 (BMT) | Novaerus NV800 | EG1R2301904507/1700044 |  | Active | ITEFM
| AP-5 | L9 Room 954 | ACMV | Air Purifier | [5 empty] | RMG | RH | 9 | Ward 954 (BMT) | Novaerus NV800 | EG1R2301904509/1700100 |  | Active | ITEFM
| AP-6 | L9 Room 955 | ACMV | Air Purifier | [5 empty] | RMG | RH | 9 | Ward 955 (BMT) | Novaerus NV800 | EG1R2301904507/1700040 |  | Active | ITEFM
| BD9 | Bedlift 9 | Mechanical | Lift & Escalator | [5 empty] | RMG | RH | All | RH | Schindler |  |  | Active | ITEFM
| BD10 | Bedlift 10 | Mechanical | Lift & Escalator | [5 empty] | RMG | RH | All | RH | Schindler |  |  | Active | ITEFM
| BD11 | Bedlift 11 | Mechanical | Lift & Escalator | [5 empty] | RMG | RH | All | RH | Schindler |  |  | Active | ITEFM
| BMS-RH | Building Management System | Mechanical | BMS | [5 empty] | RMG | RSC | All | RSC |  |  |  | Active | ITEFM
| BMS-RSC | Building Management System | Mechanical | BMS | [5 empty] | RMG | RH | All | RH |  |  |  | Active | ITEFM
| BMU | Building Management Unit | Mechanical | Lift & Escalator |  |  |  | 2016-12-01 |  | RMG | RSC | Roof | BMU Catwalk | CWG250 TK.0 | 201611271338 |  | Active | ISMM
| Booster Pump 1 | Booster pump for Cooling tower | ACMV | Pump | [5 empty] | RMG | RH | Rooftop | Rooftop | TEKO 4KW AESV2502SR50FM |  |  | Active | ITEFM
| Booster Pump 2 | Booster pump for Cooling tower | ACMV | Pump | [5 empty] | RMG | RH | Rooftop | Rooftop | TEKO 4KW AESV2502SR50FM |  |  | Active | ITEFM
| BS-DS | Macerator | Medical Equipment | Bedpan Macerator & Sanitizer | [5 empty] | RMG | RH | 7 | Day Surgery Soiled Utility | Macerator - Haigh Solo | 8160001278 |  | Active | ISMM
| BS-LW8 | Badpan Sanitizer | Medical Equipment | Bedpan Macerator & Sanitizer | [5 empty] | RMG | RH | 8 | Labour Ward Soil Utility Rm | Bedpan Sanitizer - Stan Bridge | 8121002516 |  | Active | ISMM
| BS-W8A | Badpan Sanitizer | Medical Equipment | Bedpan Macerator & Sanitizer | [5 empty] | RMG | RH | 8 | Stn A Soil Utility Rm | Bedpan Sanitizer - Stan Bridge | 8121002406 |  | Active | ISMM
| BS-W9 | Macerator | Medical Equipment | Bedpan Macerator & Sanitizer | [5 empty] | RMG | RH | 7 | ICU Soil Utility | Macerator - DDC Dolphin Pulpmatic Ultima | 8121002942 |  | Active | ISMM
| BS-W9A | Badpan Sanitizer | Medical Equipment | Bedpan Macerator & Sanitizer | [5 empty] | RMG | RH | 9 | Stn A Soiled Utility Rm | Bedpan Sanitizer - Stan Bridge | 8121002515 |  | Active | ISMM
| BS-W9C | Macerator | Medical Equipment | Bedpan Macerator & Sanitizer | [5 empty] | RMG | RH | 9 | W9C - Soiled Utility Rm | Macerator - DDC Dolphin Pulpmatic UNO | 8160001412 |  | Active | ISMM
| BS-W10 | Macerator | Medical Equipment | Bedpan Macerator & Sanitizer | [5 empty] | RMG | RH | 10 | Stn D Utility Rm | Macerator - DDC Dolphin Pulpmatic Ultima | 8121003090 |  | Active | ISMM
| BS-W13 | Macerator | Medical Equipment | Bedpan Macerator & Sanitizer | [5 empty] | RMG | RH | 13 | Soiled Utility Rm | Macerator - DDC Dolphin Pulpmatic Ultima | 8121003087 |  | Active | ISMM
| Bunker | Under Hwa Khun | Electrical | Autodoor | [5 empty] | RMG | RSC | B2 | Linac Machin room | Hwakoon |  |  | Active | ITEFM
| CCTV-1 | 24hr corridor | Building Security System | CCTV | [5 empty] | RMG | RH | 1 | A&E |  |  |  | Active | ITEFM
| CCTV-2 | 24hr corridor | Building Security System | CCTV | [5 empty] | RMG | RH | 1 | A&E |  |  |  | Active | ITEFM
| CCTV-3 | 24hr corridor | Building Security System | CCTV | [5 empty] | RMG | RH | 1 | A&E |  |  |  | Active | ITEFM
| CCTV-4 | 24HR Count | Building Security System | CCTV | [5 empty] | RMG | RH | 1 | A&E |  |  |  | Active | ITEFM
| CCTV-5 | 24hr counter | Building Security System | CCTV | [5 empty] | RMG | RH | 1 | A&E |  |  |  | Active | ITEFM
| CCTV-6 | 24hr dispenser | Building Security System | CCTV | [5 empty] | RMG | RH | 1 | A&E |  |  |  | Active | ITEFM
| CCTV-7 | 24hr main corr | Building Security System | CCTV | [5 empty] | RMG | RH | 1 | A&E |  |  |  | Active | ITEFM
| CCTV-8 | 24HR Pharma | Building Security System | CCTV | [5 empty] | RMG | RH | 1 | A&E |  |  |  | Active | ITEFM
| CCTV-9 | 24HR Safe | Building Security System | CCTV | [5 empty] | RMG | RH | 1 | A&E |  |  |  | Active | ITEFM
| CCTV-10 | Ambulance bay | Building Security System | CCTV | [5 empty] | RMG | RH | 1 | Ambulance Bay |  |  |  | Active | ITEFM
| CCTV-11 | FCC1 | Building Security System | CCTV | [5 empty] | RMG | RH | 1 | FCC |  |  |  | Active | ITEFM
| CCTV-12 | FCC2 | Building Security System | CCTV | [5 empty] | RMG | RH | 1 | FCC |  |  |  | Active | ITEFM
| CCTV-13 | FCC3 | Building Security System | CCTV | [5 empty] | RMG | RH | 1 | FCC |  |  |  | Active | ITEFM
| CCTV-14 | FCC4 | Building Security System | CCTV | [5 empty] | RMG | RH | 1 | FCC |  |  |  | Active | ITEFM
| CCTV-15 | L1 A&E Dispensary | Building Security System | CCTV | [5 empty] | RMG | RH | 1 | A&E |  |  |  | Active | ITEFM
| CCTV-16 | L1 A&E Dispensary Counter | Building Security System | CCTV | [5 empty] | RMG | RH | 1 | A&E |  |  |  | Active | ITEFM
| CCTV-17 | L1 A&E Pharmacy Store | Building Security System | CCTV | [5 empty] | RMG | RH | 1 | A&E |  |  |  | Active | ITEFM
| CCTV-18 | L1 B&E Office | Building Security System | CCTV | [5 empty] | RMG | RH | 1 | Building Engineering Office |  |  |  | Active | ITEFM
| CCTV-19 | L1 concierge | Building Security System | CCTV | [5 empty] | RMG | RH | 1 | Concierge |  |  |  | Active | ITEFM
| CCTV-20 | L1 main lobby | Building Security System | CCTV | [5 empty] | RMG | RH | 1 | Main Lobby |  |  |  | Active | ITEFM
| CCTV-21 | L1 R.Health Cashier | Building Security System | CCTV | [5 empty] | RMG | RH | 2 | Healthcheck |  |  |  | Active | ITEFM
| CCTV-22 | L1 R.Health Main Entrance (left) | Building Security System | CCTV | [5 empty] | RMG | RH | 2 | Healthcheck |  |  |  | Active | ITEFM
| CCTV-23 | L1 R.Health Main Entrance (Right) | Building Security System | CCTV | [5 empty] | RMG | RH | 2 | Healthcheck |  |  |  | Active | ITEFM
| CCTV-24 | L1 R.Health Pharmacy | Building Security System | CCTV | [5 empty] | RMG | RH | 2 | Healthcheck |  |  |  | Active | ITEFM
| CCTV-25 | L1 R.Health Side Entrance | Building Security System | CCTV | [5 empty] | RMG | RH | 2 | Healthcheck |  |  |  | Active | ITEFM
| CCTV-26 | L1 RH to RSC Lobby | Building Security System | CCTV | [5 empty] | RMG | RH | 1 | Lobby |  |  |  | Active | ITEFM
| CCTV-27 | L1 Staircase 4 | Building Security System | CCTV | [5 empty] | RMG | RH | 1 | Staircase 4 |  |  |  | Active | ITEFM
| CCTV-28 | L1 VL lobby | Building Security System | CCTV | [5 empty] | RMG | RH | 1 | Passenger Lift Lobby |  |  |  | Active | ITEFM
| CCTV-29 | Lab main | Building Security System | CCTV | [5 empty] | RMG | RH | 7 | Clinical Lab |  |  |  | Active | ITEFM
| CCTV-30 | Level 1 SL | Building Security System | CCTV | [5 empty] | RMG | RH | 1 | Service Lift Lobby |  |  |  | Active | ITEFM
| CCTV-31 | Loading bay | Building Security System | CCTV | [5 empty] | RMG | RSC | 1 | Loading Bay |  |  |  | Active | ITEFM
| CCTV-32 | Loading Bay | Building Security System | CCTV | [5 empty] | RMG | RSC | 1 | Loading Bay |  |  |  | Active | ITEFM
| CCTV-33 | Nuclear Chag | Building Security System | CCTV | [5 empty] | RMG | RH | 1 | Nuclear Medicine Centre |  |  |  | Active | ITEFM
| CCTV-34 | Nuclear Count | Building Security System | CCTV | [5 empty] | RMG | RH | 1 | Nuclear Medicine Centre |  |  |  | Active | ITEFM
| CCTV-35 | Nuclear Exit | Building Security System | CCTV | [5 empty] | RMG | RH | 1 | Nuclear Medicine Centre |  |  |  | Active | ITEFM
| CCTV-36 | Nuclear Wait | Building Security System | CCTV | [5 empty] | RMG | RH | 1 | Nuclear Medicine Centre |  |  |  | Active | ITEFM
| CCTV-37 | Service Road | Building Security System | CCTV | [5 empty] | RMG | RSC | 1 | Loading Bay |  |  |  | Active | ITEFM
| CCTV-38 | Chinese med | Building Security System | CCTV | [5 empty] | RMG | RH | 2 | Raffles Chinese Medicine Clinic |  |  |  | Active | ITEFM
| CCTV-39 | JP Clini 1 | Building Security System | CCTV | [5 empty] | RMG | RH | 2 | Raffles Japanese Clinic |  |  |  | Active | ITEFM
| CCTV-40 | JP Clini 2 | Building Security System | CCTV | [5 empty] | RMG | RH | 2 | Raffles Japanese Clinic |  |  |  | Active | ITEFM
| CCTV-41 | L2 Corr to JP | Building Security System | CCTV | [5 empty] | RMG | RH | 2 | Raffles Japanese Clinic |  |  |  | Active | ITEFM
| CCTV-42 | L2 Dental Cashier | Building Security System | CCTV | [5 empty] | RMG | RH | 2 | Dental Clinic |  |  |  | Active | ITEFM
| CCTV-43 | L2 Dental Clinic | Building Security System | CCTV | [5 empty] | RMG | RH | 2 | Dental Clinic |  |  |  | Active | ITEFM
| CCTV-44 | L2 Dental Surg | Building Security System | CCTV | [5 empty] | RMG | RH | 2 | Dental Clinic |  |  |  | Active | ITEFM
| CCTV-45 | L2 Dental Waiting | Building Security System | CCTV | [5 empty] | RMG | RH | 2 | Dental Clinic |  |  |  | Active | ITEFM
| CCTV-46 | L2 HC Cash | Building Security System | CCTV | [5 empty] | RMG | RH | 2 | Healthcheck |  |  |  | Active | ITEFM
| CCTV-47 | L2 Health Check | Building Security System | CCTV | [5 empty] | RMG | RH | 2 | Healthcheck |  |  |  | Active | ITEFM
| CCTV-48 | L2 Health Check | Building Security System | CCTV | [5 empty] | RMG | RH | 2 | Healthcheck |  |  |  | Active | ITEFM
| CCTV-49 | L2 Health Check | Building Security System | CCTV | [5 empty] | RMG | RH | 2 | Healthcheck |  |  |  | Active | ITEFM
| CCTV-50 | L2 JP (Acute Z) | Building Security System | CCTV | [5 empty] | RMG | RH | 2 | Raffles Japanese Clinic |  |  |  | Active | ITEFM
| CCTV-51 | L2 JP (wellness) | Building Security System | CCTV | [5 empty] | RMG | RH | 2 | Raffles Japanese Clinic |  |  |  | Active | ITEFM
| CCTV-52 | L2 JP Cashier | Building Security System | CCTV | [5 empty] | RMG | RH | 2 | Raffles Japanese Clinic |  |  |  | Active | ITEFM
| CCTV-53 | L2 JP Cashier | Building Security System | CCTV | [5 empty] | RMG | RH | 2 | Raffles Japanese Clinic |  |  |  | Active | ITEFM
| CCTV-54 | L2 JP Clinic | Building Security System | CCTV | [5 empty] | RMG | RH | 2 | Raffles Japanese Clinic |  |  |  | Active | ITEFM
| CCTV-55 | L2 Link Bridge | Building Security System | CCTV | [5 empty] | RMG | RSC | 2 | Link Bridge |  |  |  | Active | ITEFM
| CCTV-56 | L2 RJC Endoscopy Room Cam 1 | Building Security System | CCTV | [5 empty] | RMG | RH | 2 | Raffles Japanese Clinic |  |  |  | Active | ITEFM
| CCTV-57 | L2 RJC Endoscopy Room Cam 2 | Building Security System | CCTV | [5 empty] | RMG | RH | 2 | Raffles Japanese Clinic |  |  |  | Active | ITEFM
| CCTV-58 | L2 RMC back | Building Security System | CCTV | [5 empty] | RMG | RH | 2 | Raffles Chinese Medicine Clinic |  |  |  | Active | ITEFM
| CCTV-59 | L2 RMC Cash | Building Security System | CCTV | [5 empty] | RMG | RH | 2 | Raffles Chinese Medicine Clinic |  |  |  | Active | ITEFM
| CCTV-60 | L2 RMC Dispensary | Building Security System | CCTV | [5 empty] | RMG | RH | 2 | Raffles Chinese Medicine Clinic |  |  |  | Active | ITEFM
| CCTV-61 | L2 RMC waiting | Building Security System | CCTV | [5 empty] | RMG | RH | 2 | Raffles Chinese Medicine Clinic |  |  |  | Active | ITEFM
| CCTV-62 | L2 S&A Cashier | Building Security System | CCTV | [5 empty] | RMG | RH | 2 | Skin & Aesthetics Clinic |  |  |  | Active | ITEFM
| CCTV-63 | L2 Surgery Z1 | Building Security System | CCTV | [5 empty] | RMG | RH | 2 | Dental Clinic |  |  |  | Active | ITEFM
| CCTV-64 | L2 TCM Cash | Building Security System | CCTV | [5 empty] | RMG | RH | 2 | Raffles Chinese Medicine Clinic |  |  |  | Active | ITEFM
| CCTV-65 | L2 VL Lobby | Building Security System | CCTV | [5 empty] | RMG | RH | 2 | Passenger Lift Lobby |  |  |  | Active | ITEFM
| CCTV-66 | Level 2 SL | Building Security System | CCTV | [5 empty] | RMG | RH | 2 | Service Lift Lobby |  |  |  | Active | ITEFM
| CCTV-67 | L3 Carpark | Building Security System | CCTV | [5 empty] | RMG | RH | 3 | Carpark |  |  |  | Active | ITEFM
| CCTV-68 | L3 CP Entrance | Building Security System | CCTV | [5 empty] | RMG | RH | 3 | Carpark |  |  |  | Active | ITEFM
| CCTV-69 | L3 CP Exit | Building Security System | CCTV | [5 empty] | RMG | RH | 3 | Carpark |  |  |  | Active | ITEFM
| CCTV-70 | L3 CP Fmg | Building Security System | CCTV | [5 empty] | RMG | RH | 3 | Carpark |  |  |  | Active | ITEFM
| CCTV-71 | L3 CP RNT | Building Security System | CCTV | [5 empty] | RMG | RH | 3 | Carpark |  |  |  | Active | ITEFM
| CCTV-72 | L3 PL Lobby | Building Security System | CCTV | [5 empty] | RMG | RH | 3 | Carpark |  |  |  | Active | ITEFM
| CCTV-73 | L3 VL Lobby | Building Security System | CCTV | [5 empty] | RMG | RH | 3 | Carpark |  |  |  | Active | ITEFM
| CCTV-74 | Level 3 SL | Building Security System | CCTV | [5 empty] | RMG | RH | 3 | Service Lift Lobby |  |  |  | Active | ITEFM
| CCTV-75 | L4 CP Ent | Building Security System | CCTV | [5 empty] | RMG | RH | 4 | Carpark |  |  |  | Active | ITEFM
| CCTV-76 | L4 HC lot | Building Security System | CCTV | [5 empty] | RMG | RH | 4 | Carpark |  |  |  | Active | ITEFM
| CCTV-77 | L4 Mid level | Building Security System | CCTV | [5 empty] | RMG | RH | 4 | Carpark |  |  |  | Active | ITEFM
| CCTV-78 | L4 VL Lobby | Building Security System | CCTV | [5 empty] | RMG | RH | 4 | Passenger Lift Lobby |  |  |  | Active | ITEFM
| CCTV-79 | Level 4 SL | Building Security System | CCTV | [5 empty] | RMG | RH | 4 | Service Lift Lobby |  |  |  | Active | ITEFM
| CCTV-80 | L5 CP ent | Building Security System | CCTV | [5 empty] | RMG | RH | 5 | Carpark |  |  |  | Active | ITEFM
| CCTV-81 | L5 HC lot | Building Security System | CCTV | [5 empty] | RMG | RH | 5 | Carpark |  |  |  | Active | ITEFM
| CCTV-82 | L5 MMD | Building Security System | CCTV | [5 empty] | RMG | RH | 5 | MMD Store |  |  |  | Active | ITEFM
| CCTV-83 | L5 VL Lobby | Building Security System | CCTV | [5 empty] | RMG | RH | 5 | Passenger Lift Lobby |  |  |  | Active | ITEFM
| CCTV-84 | Level 5 SL | Building Security System | CCTV | [5 empty] | RMG | RH | 5 | Service Lift Lobby |  |  |  | Active | ITEFM
| CCTV-85 | L6 HC lot | Building Security System | CCTV | [5 empty] | RMG | RH | 6 | Carpark |  |  |  | Active | ITEFM
| CCTV-86 | L6 VL Lobby | Building Security System | CCTV | [5 empty] | RMG | RH | 6 | Carpark |  |  |  | Active | ITEFM
| CCTV-87 | Level 6 SL | Building Security System | CCTV | [5 empty] | RMG | RH | 6 | Service Lift Lobby |  |  |  | Active | ITEFM
| CCTV-88 | ICU counter | Building Security System | CCTV | [5 empty] | RMG | RH | 7 | ICU |  |  |  | Active | ITEFM
| CCTV-89 | ICU Counter | Building Security System | CCTV | [5 empty] | RMG | RH | 7 | ICU |  |  |  | Active | ITEFM
| CCTV-90 | ICU Sn B | Building Security System | CCTV | [5 empty] | RMG | RH | 7 | ICU |  |  |  | Active | ITEFM
| CCTV-91 | L7 Blood Bank | Building Security System | CCTV | [5 empty] | RMG | RH | 7 | Blood Bank |  |  |  | Active | ITEFM
| CCTV-92 | L7 Bussiness | Building Security System | CCTV | [5 empty] | RMG | RH | 7 | Day Surgery |  |  |  | Active | ITEFM
| CCTV-93 | L7 Call Centre | Building Security System | CCTV | [5 empty] | RMG | RH | 7 | Call Centre |  |  |  | Active | ITEFM
| CCTV-94 | L7 call ctr | Building Security System | CCTV | [5 empty] | RMG | RH | 7 | Call Centre |  |  |  | Active | ITEFM
| CCTV-95 | L7 Corridor | Building Security System | CCTV | [5 empty] | RMG | RH | 7 | Corridor |  |  |  | Active | ITEFM
| CCTV-96 | L7 CSSD | Building Security System | CCTV | [5 empty] | RMG | RH | 7 | CSSD |  |  |  | Active | ITEFM
| CCTV-97 | L7 CSSD Entrance | Building Security System | CCTV | [5 empty] | RMG | RH | 7 | CSSD |  |  |  | Active | ITEFM
| CCTV-98 | L7 CSSD Packing | Building Security System | CCTV | [5 empty] | RMG | RH | 7 | CSSD |  |  |  | Active | ITEFM
| CCTV-99 | L7 CSSD Room | Building Security System | CCTV | [5 empty] | RMG | RH | 7 | CSSD |  |  |  | Active | ITEFM
| CCTV-100 | L7 Day surgery | Building Security System | CCTV | [5 empty] | RMG | RH | 7 | Day Surgery |  |  |  | Active | ITEFM
| CCTV-101 | L7 Entraction Rm | Building Security System | CCTV | [5 empty] | RMG | RH | 7 | Molecular Lab Extraction Rm |  |  |  | Active | ITEFM
| CCTV-102 | L7 Histo Lab | Building Security System | CCTV | [5 empty] | RMG | RH | 7 | Histo Data Rm |  |  |  | Active | ITEFM
| CCTV-103 | L7 ICU Back Dr | Building Security System | CCTV | [5 empty] | RMG | RH | 7 | ICU |  |  |  | Active | ITEFM
| CCTV-104 | L7 Lab | Building Security System | CCTV | [5 empty] | RMG | RH | 7 | Clinical Lab |  |  |  | Active | ITEFM
| CCTV-105 | L7 Lab | Building Security System | CCTV | [5 empty] | RMG | RH | 7 | Clinical Lab |  |  |  | Active | ITEFM
| CCTV-106 | L7 lab | Building Security System | CCTV | [5 empty] | RMG | RH | 7 | Clinical Lab |  |  |  | Active | ITEFM
| CCTV-107 | L7 Lab Admin Area | Building Security System | CCTV | [5 empty] | RMG | RH | 7 | Clinical Lab |  |  |  | Active | ITEFM
| CCTV-108 | L7 lab exit | Building Security System | CCTV | [5 empty] | RMG | RH | 7 | Clinical Lab |  |  |  | Active | ITEFM
| CCTV-109 | L7 Laboratory (Back Corridor) | Building Security System | CCTV | [5 empty] | RMG | RH | 7 | Clinical Lab |  |  |  | Active | ITEFM
| CCTV-110 | L7 OT 1 | Building Security System | CCTV | [5 empty] | RMG | RH | 7 | OT |  |  |  | Active | ITEFM
| CCTV-111 | L7 OT 12 | Building Security System | CCTV | [5 empty] | RMG | RH | 7 | OT |  |  |  | Active | ITEFM
| CCTV-112 | L7 PCR Laboratory | Building Security System | CCTV | [5 empty] | RMG | RH | 7 | Molecular Lab PCR Rm |  |  |  | Active | ITEFM
| CCTV-113 | L7 PL Lobby | Building Security System | CCTV | [5 empty] | RMG | RH | 7 | Bed Lift Lobby |  |  |  | Active | ITEFM
| CCTV-114 | L7 RMO | Building Security System | CCTV | [5 empty] | RMG | RH | 7 | Level 7 |  |  |  | Active | ITEFM
| CCTV-115 | L7 Stair 2 | Building Security System | CCTV | [5 empty] | RMG | RH | 7 | Staircase 2 |  |  |  | Active | ITEFM
| CCTV-116 | L7 Stair 3 | Building Security System | CCTV | [5 empty] | RMG | RH | 7 | Staircase 3 |  |  |  | Active | ITEFM
| CCTV-117 | L7 Stair 4 | Building Security System | CCTV | [5 empty] | RMG | RH | 7 | Staircase 4 |  |  |  | Active | ITEFM
| CCTV-118 | L7 VL Lobby | Building Security System | CCTV | [5 empty] | RMG | RH | 7 | Passenger Lift Lobby |  |  |  | Active | ITEFM
| CCTV-119 | Level 7 SL | Building Security System | CCTV | [5 empty] | RMG | RH | 7 | Service Lift Lobby |  |  |  | Active | ITEFM
| CCTV-120 | OT Corridor | Building Security System | CCTV | [5 empty] | RMG | RH | 7 | OT Clean Corridor |  |  |  | Active | ITEFM
| CCTV-121 | OT store | Building Security System | CCTV | [5 empty] | RMG | RH | 7 | OT |  |  |  | Active | ITEFM
| CCTV-122 | L8 Business Ctr | Building Security System | CCTV | [5 empty] | RMG | RH | 8 | Business Centre |  |  |  | Active | ITEFM
| CCTV-123 | L8 IT Server | Building Security System | CCTV | [5 empty] | RMG | RH | 8 | IT Lan Rm (Stn A) |  |  |  | Active | ITEFM
| CCTV-124 | L8 NICU | Building Security System | CCTV | [5 empty] | RMG | RH | 8 | NICU |  |  |  | Active | ITEFM
| CCTV-125 | L8 Nursery | Building Security System | CCTV | [5 empty] | RMG | RH | 8 | NICU |  |  |  | Active | ITEFM
| CCTV-126 | L8 PL Lobby | Building Security System | CCTV | [5 empty] | RMG | RH | 8 | Bed Lift Lobby |  |  |  | Active | ITEFM
| CCTV-127 | L8 VL Lobby | Building Security System | CCTV | [5 empty] | RMG | RH | 8 | Passenger Lift Lobby |  |  |  | Active | ITEFM
| CCTV-128 | Level 8 SL | Building Security System | CCTV | [5 empty] | RMG | RH | 8 | Service Lift Lobby |  |  |  | Active | ITEFM
| CCTV-129 | LW back corridor | Building Security System | CCTV | [5 empty] | RMG | RH | 8 | Labour Ward |  |  |  | Active | ITEFM
| CCTV-130 | Lw counter | Building Security System | CCTV | [5 empty] | RMG | RH | 8 | Labour Ward |  |  |  | Active | ITEFM
| CCTV-131 | Lw counter | Building Security System | CCTV | [5 empty] | RMG | RH | 8 | Labour Ward |  |  |  | Active | ITEFM
| CCTV-132 | Rm 801-809 | Building Security System | CCTV | [5 empty] | RMG | RH | 8 | Ward 8 |  |  |  | Active | ITEFM
| CCTV-133 | Rm 810-815 | Building Security System | CCTV | [5 empty] | RMG | RH | 8 | Ward 8 |  |  |  | Active | ITEFM
| CCTV-134 | Rm 816-830 | Building Security System | CCTV | [5 empty] | RMG | RH | 8 | Ward 8 |  |  |  | Active | ITEFM
| CCTV-135 | Rm 830-816 | Building Security System | CCTV | [5 empty] | RMG | RH | 8 | Ward 8 |  |  |  | Active | ITEFM
| CCTV-136 | Rm 860-866 | Building Security System | CCTV | [5 empty] | RMG | RH | 8 | Ward 8 |  |  |  | Active | ITEFM
| CCTV-137 | W8 NICU | Building Security System | CCTV | [5 empty] | RMG | RH | 8 | NICU |  |  |  | Active | ITEFM
| CCTV-138 | W8 Statn C | Building Security System | CCTV | [5 empty] | RMG | RH | 8 | Ward 8 |  |  |  | Active | ITEFM
| CCTV-139 | W8 Statn D | Building Security System | CCTV | [5 empty] | RMG | RH | 8 | Ward 8 |  |  |  | Active | ITEFM
| CCTV-140 | L9 Busioff1 | Building Security System | CCTV | [5 empty] | RMG | RH | 9 | Business Centre Office 1 |  |  |  | Active | ITEFM
| CCTV-141 | L9 Busioff1 | Building Security System | CCTV | [5 empty] | RMG | RH | 9 | Business Centre Office 1 |  |  |  | Active | ITEFM
| CCTV-142 | L9 Busioff2 | Building Security System | CCTV | [5 empty] | RMG | RH | 9 | Business Centre Office 2 |  |  |  | Active | ITEFM
| CCTV-143 | L9 Busioff2 | Building Security System | CCTV | [5 empty] | RMG | RH | 9 | Business Centre Office 2 |  |  |  | Active | ITEFM
| CCTV-144 | L9 Bussiness 1 | Building Security System | CCTV | [5 empty] | RMG | RH | 9 | Business Centre Office 1 |  |  |  | Active | ITEFM
| CCTV-145 | L9 Bussiness 2 | Building Security System | CCTV | [5 empty] | RMG | RH | 9 | Business Centre Office 2 |  |  |  | Active | ITEFM
| CCTV-146 | L9 PL Lobby | Building Security System | CCTV | [5 empty] | RMG | RH | 9 | Passenger Lift Lobby |  |  |  | Active | ITEFM
| CCTV-147 | L9 Rm 922 Cor | Building Security System | CCTV | [5 empty] | RMG | RH | 9 | Stn B Corridor |  |  |  | Active | ITEFM
| CCTV-148 | L9 Rm 973 Cor | Building Security System | CCTV | [5 empty] | RMG | RH | 9 | Stn D Corridor |  |  |  | Active | ITEFM
| CCTV-149 | L9 Stn A | Building Security System | CCTV | [5 empty] | RMG | RH | 9 | Nursing Stn A |  |  |  | Active | ITEFM
| CCTV-150 | L9 Stn B | Building Security System | CCTV | [5 empty] | RMG | RH | 9 | Nursing Stn B |  |  |  | Active | ITEFM
| CCTV-151 | L9 Stn C | Building Security System | CCTV | [5 empty] | RMG | RH | 9 | Nursing Stn C |  |  |  | Active | ITEFM
| CCTV-152 | L9 Stn D | Building Security System | CCTV | [5 empty] | RMG | RH | 9 | Nursing Stn D |  |  |  | Active | ITEFM
| CCTV-153 | L9 VL Lobby | Building Security System | CCTV | [5 empty] | RMG | RH | 9 | Passenger Lift Lobby |  |  |  | Active | ITEFM
| CCTV-154 | Level 9 SL | Building Security System | CCTV | [5 empty] | RMG | RH | 9 | Service Lift Lobby |  |  |  | Active | ITEFM
| CCTV-155 | Rm 901-909 | Building Security System | CCTV | [5 empty] | RMG | RH | 9 | Corridor |  |  |  | Active | ITEFM
| CCTV-156 | Rm 910-915 | Building Security System | CCTV | [5 empty] | RMG | RH | 9 | Corridor |  |  |  | Active | ITEFM
| CCTV-157 | Rm 916-930 | Building Security System | CCTV | [5 empty] | RMG | RH | 9 | Corridor |  |  |  | Active | ITEFM
| CCTV-158 | Rm 960-979 | Building Security System | CCTV | [5 empty] | RMG | RH | 9 | Corridor |  |  |  | Active | ITEFM
| CCTV-159 | L10 Bed Lift Lobby | Building Security System | CCTV | [5 empty] | RMG | RH | 10 | Bed Lift Lobby |  |  |  | Active | ITEFM
| CCTV-160 | L10 Busi Off 1 | Building Security System | CCTV | [5 empty] | RMG | RH | 10 | Business Centre |  |  |  | Active | ITEFM
| CCTV-161 | L10 Busi Off 2 | Building Security System | CCTV | [5 empty] | RMG | RH | 10 | Business Centre |  |  |  | Active | ITEFM
| CCTV-162 | L10 Busi Off 3 | Building Security System | CCTV | [5 empty] | RMG | RH | 10 | Business Centre |  |  |  | Active | ITEFM
| CCTV-163 | L10 Link Bridge | Building Security System | CCTV | [5 empty] | RMG | RSC | 10 | Link Bridge |  |  |  | Active | ITEFM
| CCTV-164 | L10 Lob to StB | Building Security System | CCTV | [5 empty] | RMG | RH | 10 | Nursing Stn B |  |  |  | Active | ITEFM
| CCTV-165 | L10 PL Lobby | Building Security System | CCTV | [5 empty] | RMG | RH | 10 | Bed Lift Lobby |  |  |  | Active | ITEFM
| CCTV-166 | L10 ServiceLift | Building Security System | CCTV | [5 empty] | RMG | RH | 10 | Service Lift Lobby |  |  |  | Active | ITEFM
| CCTV-167 | L10 Stat B-C | Building Security System | CCTV | [5 empty] | RMG | RH | 10 | Nursing Stn B |  |  |  | Active | ITEFM
| CCTV-168 | L10 Stat B-C | Building Security System | CCTV | [5 empty] | RMG | RH | 10 | Nursing Stn C |  |  |  | Active | ITEFM
| CCTV-169 | L10 Stat B-C Exit | Building Security System | CCTV | [5 empty] | RMG | RH | 10 | Nursing Stn B |  |  |  | Active | ITEFM
| CCTV-170 | L10 Station - B | Building Security System | CCTV | [5 empty] | RMG | RH | 10 | Nursing Stn B |  |  |  | Active | ITEFM
| CCTV-171 | L10 Station - B | Building Security System | CCTV | [5 empty] | RMG | RH | 10 | Nursing Stn B |  |  |  | Active | ITEFM
| CCTV-172 | L10 Station - B | Building Security System | CCTV | [5 empty] | RMG | RH | 10 | Nursing Stn B |  |  |  | Active | ITEFM
| CCTV-173 | L10 Station - B | Building Security System | CCTV | [5 empty] | RMG | RH | 10 | Nursing Stn B |  |  |  | Active | ITEFM
| CCTV-174 | L10 Station A | Building Security System | CCTV | [5 empty] | RMG | RH | 10 | Nursing Stn A |  |  |  | Active | ITEFM
| CCTV-175 | L10 Station A | Building Security System | CCTV | [5 empty] | RMG | RH | 10 | Nursing Stn A |  |  |  | Active | ITEFM
| CCTV-176 | L10 Station A | Building Security System | CCTV | [5 empty] | RMG | RH | 10 | Nursing Stn A |  |  |  | Active | ITEFM
| CCTV-177 | L10 Station B | Building Security System | CCTV | [5 empty] | RMG | RH | 10 | Nursing Stn B |  |  |  | Active | ITEFM
| CCTV-178 | L10 Station C | Building Security System | CCTV | [5 empty] | RMG | RH | 10 | Nursing Stn C |  |  |  | Active | ITEFM
| CCTV-179 | L10 Station C | Building Security System | CCTV | [5 empty] | RMG | RH | 10 | Nursing Stn C |  |  |  | Active | ITEFM
| CCTV-180 | L10 Station D | Building Security System | CCTV | [5 empty] | RMG | RH | 10 | Nursing Stn D |  |  |  | Active | ITEFM
| CCTV-181 | L10 Station D | Building Security System | CCTV | [5 empty] | RMG | RH | 10 | Nursing Stn D |  |  |  | Active | ITEFM
| CCTV-182 | L10 Station D | Building Security System | CCTV | [5 empty] | RMG | RH | 10 | Nursing Stn D |  |  |  | Active | ITEFM
| CCTV-183 | L10 VL Lobby | Building Security System | CCTV | [5 empty] | RMG | RH | 10 | Passenger Lift Lobby |  |  |  | Active | ITEFM
| CCTV-184 | Level 10 SL | Building Security System | CCTV | [5 empty] | RMG | RH | 10 | Service Lift Lobby |  |  |  | Active | ITEFM
| CCTV-185 | CEO Corr | Building Security System | CCTV | [5 empty] | RMG | RH | 11 | RH-11Corridor |  |  |  | Active | ITEFM
| CCTV-186 | L11 Admin | Building Security System | CCTV | [5 empty] | RMG | RH | 11 | Admin Office Corridor |  |  |  | Active | ITEFM
| CCTV-187 | L11 IT server | Building Security System | CCTV | [5 empty] | RMG | RH | 11 | Server Room |  |  |  | Active | ITEFM
| CCTV-188 | L11 Pharmacy Counter | Building Security System | CCTV | [5 empty] | RMG | RH | 11 | Inpatient Pharmacy |  |  |  | Active | ITEFM
| CCTV-189 | L11 Pharmacy Entrance | Building Security System | CCTV | [5 empty] | RMG | RH | 11 | Inpatient Pharmacy |  |  |  | Active | ITEFM
| CCTV-190 | L11 PL Lift | Building Security System | CCTV | [5 empty] | RMG | RH | 11 | Bed Lift Lobby |  |  |  | Active | ITEFM
| CCTV-191 | L11 Server | Building Security System | CCTV | [5 empty] | RMG | RH | 11 | Server Room |  |  |  | Active | ITEFM
| CCTV-192 | L11 Stair 3 | Building Security System | CCTV | [5 empty] | RMG | RH | 11 | Staircase 3 |  |  |  | Active | ITEFM
| CCTV-193 | L11 Stair 4 | Building Security System | CCTV | [5 empty] | RMG | RH | 11 | Staircase 4 |  |  |  | Active | ITEFM
| CCTV-194 | L11 V Lift lob | Building Security System | CCTV | [5 empty] | RMG | RH | 11 | Passenger Lift Lobby |  |  |  | Active | ITEFM
| CCTV-195 | Level 11 SL | Building Security System | CCTV | [5 empty] | RMG | RH | 11 | Service Lift Lobby |  |  |  | Active | ITEFM
| CCTV-196 | L12 IT Server | Building Security System | CCTV | [5 empty] | RMG | RH | 12 | Server Room |  |  |  | Active | ITEFM
| CCTV-197 | L12 PL lobby | Building Security System | CCTV | [5 empty] | RMG | RH | 12 | Bed Lift Lobby |  |  |  | Active | ITEFM
| CCTV-198 | L12 REMC Counter | Building Security System | CCTV | [5 empty] | RMG | RH | 12 | Raffles Executive Medical Centre |  |  |  | Active | ITEFM
| CCTV-199 | L12 RHS Counter | Building Security System | CCTV | [5 empty] | RMG | RH | 12 | Raffles Health Screeners |  |  |  | Active | ITEFM
| CCTV-200 | L12 RHS Counter (Cashier View) | Building Security System | CCTV | [5 empty] | RMG | RH | 12 | RHS Counter |  |  |  | Active | ITEFM
| CCTV-201 | L12 RHS Counter Waiting Area | Building Security System | CCTV | [5 empty] | RMG | RH | 12 | RHS Waiting Area |  |  |  | Active | ITEFM
| CCTV-202 | L12 VL lobby | Building Security System | CCTV | [5 empty] | RMG | RH | 12 | Passenger Lift Lobby |  |  |  | Active | ITEFM
| CCTV-203 | Level 12 SL | Building Security System | CCTV | [5 empty] | RMG | RH | 12 | Service Lift Lobby |  |  |  | Active | ITEFM
| CCTV-204 | RHS-REMC | Building Security System | CCTV | [5 empty] | RMG | RH | 12 | Raffles Executive Medical Centre |  |  |  | Active | ITEFM
| CCTV-205 | L13 Bed Lift Lobby | Building Security System | CCTV | [5 empty] | RMG | RH | 13 | Bed Lift Lobby |  |  |  | Active | ITEFM
| CCTV-206 | L13 Bedder Ward | Building Security System | CCTV | [5 empty] | RMG | RH | 13 | Ward 13 |  |  |  | Active | ITEFM
| CCTV-207 | L13 Busi Off 1 | Building Security System | CCTV | [5 empty] | RMG | RH | 13 | Business Office |  |  |  | Active | ITEFM
| CCTV-208 | L13 Busi Off 2 | Building Security System | CCTV | [5 empty] | RMG | RH | 13 | Business Office |  |  |  | Active | ITEFM
| CCTV-209 | L13 Link Bridge | Building Security System | CCTV | [5 empty] | RMG | RSC | 13 | Link Bridge |  |  |  | Active | ITEFM
| CCTV-210 | L13 Nurse Sta | Building Security System | CCTV | [5 empty] | RMG | RH | 13 | Ward 13 Nurse Counter |  |  |  | Active | ITEFM
| CCTV-211 | L13 SL Door | Building Security System | CCTV | [5 empty] | RMG | RH | 13 | Service Lift Lobby |  |  |  | Active | ITEFM
| CCTV-212 | L13 Staircase | Building Security System | CCTV | [5 empty] | RMG | RH | 13 | Level 13 |  |  |  | Active | ITEFM
| CCTV-213 | L13 VL lobby | Building Security System | CCTV | [5 empty] | RMG | RH | 13 | Passenger Lift Lobby |  |  |  | Active | ITEFM
| CCTV-214 | L13 Wards | Building Security System | CCTV | [5 empty] | RMG | RH | 13 | Ward 13 |  |  |  | Active | ITEFM
| CCTV-215 | L13 Wards | Building Security System | CCTV | [5 empty] | RMG | RH | 13 | Ward 13 |  |  |  | Active | ITEFM
| CCTV-216 | Level 13 SL | Building Security System | CCTV | [5 empty] | RMG | RH | 13 | Service Lift Lobby |  |  |  | Active | ITEFM
| CCTV-217 | Escalator L1-B1 | Building Security System | CCTV | [5 empty] | RMG | RSC | 1 | Level 1 |  |  |  | Active | ITEFM
| CCTV-218 | L1 Concierge | Building Security System | CCTV | [5 empty] | RMG | RH | 1 | Concierge |  |  |  | Active | ITEFM
| CCTV-219 | L1 Drop Off 1 | Building Security System | CCTV | [5 empty] | RMG | RSC | 1 | Drop Off |  |  |  | Active | ITEFM
| CCTV-220 | L1 Drop Off2 | Building Security System | CCTV | [5 empty] | RMG | RSC | 1 | Drop Off |  |  |  | Active | ITEFM
| CCTV-221 | L1 Escalator | Building Security System | CCTV | [5 empty] | RMG | RSC | 1 | Level 1 |  |  |  | Active | ITEFM
| CCTV-222 | L1 FFL Exit | Building Security System | CCTV | [5 empty] | RMG | RSC | 1 | Fireman Lift Lobby |  |  |  | Active | ITEFM
| CCTV-223 | L1 FFL Lobby | Building Security System | CCTV | [5 empty] | RMG | RSC | 1 | Fireman Lift Lobby |  |  |  | Active | ITEFM
| CCTV-224 | L1 Main Lob 1 | Building Security System | CCTV | [5 empty] | RMG | RSC | 1 | Lobby |  |  |  | Active | ITEFM
| CCTV-225 | L1 Main Lob 2 | Building Security System | CCTV | [5 empty] | RMG | RSC | 1 | Lobby |  |  |  | Active | ITEFM
| CCTV-226 | L1 Main Lob4 | Building Security System | CCTV | [5 empty] | RMG | RSC | 1 | Lobby |  |  |  | Active | ITEFM
| CCTV-227 | L1 RSC Lobby (near ATM) | Building Security System | CCTV | [5 empty] | RMG | RSC | 1 | Lobby |  |  |  | Active | ITEFM
| CCTV-228 | L1 Staircase 5 | Building Security System | CCTV | [5 empty] | RMG | RSC | 1 | Staircase 5 |  |  |  | Active | ITEFM
| CCTV-229 | L1 Staircase 6 | Building Security System | CCTV | [5 empty] | RMG | RSC | 1 | Staircase 6 |  |  |  | Active | ITEFM
| CCTV-230 | L1 VL Lobby | Building Security System | CCTV | [5 empty] | RMG | RSC | 1 | Visitor Lift Lobby |  |  |  | Active | ITEFM
| CCTV-231 | L2 Main Lobby | Building Security System | CCTV | [5 empty] | RMG | RSC | 2 | Level 2 |  |  |  | Active | ITEFM
| CCTV-232 | L2 Corridor | Building Security System | CCTV | [5 empty] | RMG | RSC | 2 | Corridor |  |  |  | Active | ITEFM
| CCTV-233 | L2 Corridor | Building Security System | CCTV | [5 empty] | RMG | RSC | 2 | Corridor |  |  |  | Active | ITEFM
| CCTV-234 | L2 Corridor | Building Security System | CCTV | [5 empty] | RMG | RSC | 2 | Corridor |  |  |  | Active | ITEFM
| CCTV-235 | L2 Escalator | Building Security System | CCTV | [5 empty] | RMG | RSC | 2 | Level 2 |  |  |  | Active | ITEFM
| CCTV-236 | L2 FLL Lobby | Building Security System | CCTV | [5 empty] | RMG | RSC | 2 | Fireman Lift Lobby |  |  |  | Active | ITEFM
| CCTV-237 | L2 Toilet | Building Security System | CCTV | [5 empty] | RMG | RSC | 2 | Handicap Toilet |  |  |  | Active | ITEFM
| CCTV-238 | L2 VL Lobby | Building Security System | CCTV | [5 empty] | RMG | RSC | 2 | Visitor Lift Lobby |  |  |  | Active | ITEFM
| CCTV-239 | L3 Corridor | Building Security System | CCTV | [5 empty] | RMG | RSC | 3 | Corridor |  |  |  | Active | ITEFM
| CCTV-240 | L3 Corridor | Building Security System | CCTV | [5 empty] | RMG | RSC | 3 | Corridor |  |  |  | Active | ITEFM
| CCTV-241 | L3 Corridor | Building Security System | CCTV | [5 empty] | RMG | RSC | 3 | Corridor |  |  |  | Active | ITEFM
| CCTV-242 | L3 Corridor | Building Security System | CCTV | [5 empty] | RMG | RSC | 3 | Corridor |  |  |  | Active | ITEFM
| CCTV-243 | L3 Escalator | Building Security System | CCTV | [5 empty] | RMG | RSC | 3 | Level 3 |  |  |  | Active | ITEFM
| CCTV-244 | L3 FFL Lobby | Building Security System | CCTV | [5 empty] | RMG | RSC | 3 | Fireman Lift Lobby |  |  |  | Active | ITEFM
| CCTV-245 | L3 Toilet | Building Security System | CCTV | [5 empty] | RMG | RSC | 3 | Handicap Toilet |  |  |  | Active | ITEFM
| CCTV-246 | L3 VL Lobby | Building Security System | CCTV | [5 empty] | RMG | RSC | 3 | Visitor Lift Lobby |  |  |  | Active | ITEFM
| CCTV-247 | L4 Car Park 1 | Building Security System | CCTV | [5 empty] | RMG | RSC | 4 | Carpark |  |  |  | Active | ITEFM
| CCTV-248 | L4 Car Park 2 | Building Security System | CCTV | [5 empty] | RMG | RSC | 4 | Carpark |  |  |  | Active | ITEFM
| CCTV-249 | L4 Car Park 3 | Building Security System | CCTV | [5 empty] | RMG | RSC | 4 | Carpark |  |  |  | Active | ITEFM
| CCTV-250 | L4 Car Park 4 | Building Security System | CCTV | [5 empty] | RMG | RSC | 4 | Carpark |  |  |  | Active | ITEFM
| CCTV-251 | L4 Car Park 5 | Building Security System | CCTV | [5 empty] | RMG | RSC | 4 | Carpark |  |  |  | Active | ITEFM
| CCTV-252 | L4 Car Park 6 | Building Security System | CCTV | [5 empty] | RMG | RSC | 4 | Carpark |  |  |  | Active | ITEFM
| CCTV-253 | L4 FFL Lobby | Building Security System | CCTV | [5 empty] | RMG | RSC | 4 | Fireman Lift Lobby |  |  |  | Active | ITEFM
| CCTV-254 | L5 Car Park 1 | Building Security System | CCTV | [5 empty] | RMG | RSC | 5 | Carpark |  |  |  | Active | ITEFM
| CCTV-255 | L5 Car Park 2 | Building Security System | CCTV | [5 empty] | RMG | RSC | 5 | Carpark |  |  |  | Active | ITEFM
| CCTV-256 | L5 Car Park 3 | Building Security System | CCTV | [5 empty] | RMG | RSC | 5 | Carpark |  |  |  | Active | ITEFM
| CCTV-257 | L5 Car Park 4 | Building Security System | CCTV | [5 empty] | RMG | RSC | 5 | Carpark |  |  |  | Active | ITEFM
| CCTV-258 | L5 Car Park 5 | Building Security System | CCTV | [5 empty] | RMG | RSC | 5 | Carpark |  |  |  | Active | ITEFM
| CCTV-259 | L5 Car Park 6 | Building Security System | CCTV | [5 empty] | RMG | RSC | 5 | Carpark |  |  |  | Active | ITEFM
| CCTV-260 | L5 FLL Lobby | Building Security System | CCTV | [5 empty] | RMG | RSC | 5 | Fireman Lift Lobby |  |  |  | Active | ITEFM
| CCTV-261 | L6 Car Park 1 | Building Security System | CCTV | [5 empty] | RMG | RSC | 6 | Carpark |  |  |  | Active | ITEFM
| CCTV-262 | L6 Car Park 2 | Building Security System | CCTV | [5 empty] | RMG | RSC | 6 | Carpark |  |  |  | Active | ITEFM
| CCTV-263 | L6 Car Park 3 | Building Security System | CCTV | [5 empty] | RMG | RSC | 6 | Carpark |  |  |  | Active | ITEFM
| CCTV-264 | L6 Car Park 4 | Building Security System | CCTV | [5 empty] | RMG | RSC | 6 | Carpark |  |  |  | Active | ITEFM
| CCTV-265 | L6 Car Park 5 | Building Security System | CCTV | [5 empty] | RMG | RSC | 6 | Carpark |  |  |  | Active | ITEFM
| CCTV-266 | L6 Car Park 6 | Building Security System | CCTV | [5 empty] | RMG | RSC | 6 | Carpark |  |  |  | Active | ITEFM
| CCTV-267 | L6 Elect Riser | Building Security System | CCTV | [5 empty] | RMG | RSC | 6 | Electrical Riser |  |  |  | Active | ITEFM
| CCTV-268 | L6 FFL Lobby | Building Security System | CCTV | [5 empty] | RMG | RSC | 6 | Fireman Lift Lobby |  |  |  | Active | ITEFM
| CCTV-269 | L7 ComArea 1 | Building Security System | CCTV | [5 empty] | RMG | RSC | 7 | Level 7 |  |  |  | Active | ITEFM
| CCTV-270 | L7 ComArea 2 | Building Security System | CCTV | [5 empty] | RMG | RSC | 7 | Level 7 |  |  |  | Active | ITEFM
| CCTV-271 | L7 ComArea 3 | Building Security System | CCTV | [5 empty] | RMG | RSC | 7 | Level 7 |  |  |  | Active | ITEFM
| CCTV-272 | L7 ComArea 4 | Building Security System | CCTV | [5 empty] | RMG | RSC | 7 | Level 7 |  |  |  | Active | ITEFM
| CCTV-273 | L7 FLL Lobby | Building Security System | CCTV | [5 empty] | RMG | RSC | 7 | Fireman Lift Lobby |  |  |  | Active | ITEFM
| CCTV-274 | L7 Toilet | Building Security System | CCTV | [5 empty] | RMG | RSC | 7 | Handicap Toilet |  |  |  | Active | ITEFM
| CCTV-275 | L7 VL Lobby | Building Security System | CCTV | [5 empty] | RMG | RSC | 7 | Visitor Lift Lobby |  |  |  | Active | ITEFM
| CCTV-276 | L8 Child Ctr 1 | Building Security System | CCTV | [5 empty] | RMG | RSC | 8 | Children Centre |  |  |  | Active | ITEFM
| CCTV-277 | L8 Child Ctr 2 | Building Security System | CCTV | [5 empty] | RMG | RSC | 8 | Children Centre |  |  |  | Active | ITEFM
| CCTV-278 | L8 Child Ctr 3 | Building Security System | CCTV | [5 empty] | RMG | RSC | 8 | Children Centre |  |  |  | Active | ITEFM
| CCTV-279 | L8 Corridor | Building Security System | CCTV | [5 empty] | RMG | RSC | 8 | Level 8 |  |  |  | Active | ITEFM
| CCTV-280 | L8 Counselli 1 | Building Security System | CCTV | [5 empty] | RMG | RSC | 8 | Counselling Centre |  |  |  | Active | ITEFM
| CCTV-281 | L8 Counselli 2 | Building Security System | CCTV | [5 empty] | RMG | RSC | 8 | Counselling Centre |  |  |  | Active | ITEFM
| CCTV-282 | L8 Counselli 3 | Building Security System | CCTV | [5 empty] | RMG | RSC | 8 | Counselling Centre |  |  |  | Active | ITEFM
| CCTV-283 | L8 ENT 1 | Building Security System | CCTV | [5 empty] | RMG | RSC | 8 | ENT |  |  |  | Active | ITEFM
| CCTV-284 | L8 ENT 2 | Building Security System | CCTV | [5 empty] | RMG | RSC | 8 | ENT |  |  |  | Active | ITEFM
| CCTV-285 | L8 FFL Lobby | Building Security System | CCTV | [5 empty] | RMG | RSC | 8 | Fireman Lift Lobby |  |  |  | Active | ITEFM
| CCTV-286 | L8 Link Bridge | Building Security System | CCTV | [5 empty] | RMG | RSC | 8 | Link Bridge |  |  |  | Active | ITEFM
| CCTV-287 | L8 Toilet | Building Security System | CCTV | [5 empty] | RMG | RSC | 8 | Handicap Toilet |  |  |  | Active | ITEFM
| CCTV-288 | L8 VL Lobby | Building Security System | CCTV | [5 empty] | RMG | RSC | 8 | Visitor Lift Lobby |  |  |  | Active | ITEFM
| CCTV-289 | L9 Dispen 1 | Building Security System | CCTV | [5 empty] | RMG | RSC | 9 | Internal Med Dispensary |  |  |  | Active | ITEFM
| CCTV-290 | L9 Dispen 2 | Building Security System | CCTV | [5 empty] | RMG | RSC | 9 | Internal Med Dispensary |  |  |  | Active | ITEFM
| CCTV-291 | L9 FFL Lobby | Building Security System | CCTV | [5 empty] | RMG | RSC | 9 | Fireman Lift Lobby |  |  |  | Active | ITEFM
| CCTV-292 | L9 Int.Med 1 | Building Security System | CCTV | [5 empty] | RMG | RSC | 9 | Internal Med |  |  |  | Active | ITEFM
| CCTV-293 | L9 Int.Med 2 | Building Security System | CCTV | [5 empty] | RMG | RSC | 9 | Internal Med |  |  |  | Active | ITEFM
| CCTV-294 | L9 Int.Med 3 | Building Security System | CCTV | [5 empty] | RMG | RSC | 9 | Internal Med |  |  |  | Active | ITEFM
| CCTV-295 | L9 Link Bridge | Building Security System | CCTV | [5 empty] | RMG | RSC | 9 | Link Bridge |  |  |  | Active | ITEFM
| CCTV-296 | L9 Neu/DEC 1 | Building Security System | CCTV | [5 empty] | RMG | RSC | 9 | Neuroscience Ctr |  |  |  | Active | ITEFM
| CCTV-297 | L9 Neu/DEC 2 | Building Security System | CCTV | [5 empty] | RMG | RSC | 9 | Neuroscience Ctr |  |  |  | Active | ITEFM
| CCTV-298 | L9 Toilet | Building Security System | CCTV | [5 empty] | RMG | RSC | 9 | Handicap Toilet |  |  |  | Active | ITEFM
| CCTV-299 | L9 VL Lobby | Building Security System | CCTV | [5 empty] | RMG | RSC | 9 | Visitor Lift Lobby |  |  |  | Active | ITEFM
| CCTV-300 | L10 Cancer 1 | Building Security System | CCTV | [5 empty] | RMG | RSC | 10 | Cancer Ctr |  |  |  | Active | ITEFM
| CCTV-301 | L10 Cancer 2 | Building Security System | CCTV | [5 empty] | RMG | RSC | 10 | Cancer Ctr |  |  |  | Active | ITEFM
| CCTV-302 | L10 Cancer 3 | Building Security System | CCTV | [5 empty] | RMG | RSC | 10 | Cancer Ctr |  |  |  | Active | ITEFM
| CCTV-303 | L10 FFL Lobby | Building Security System | CCTV | [5 empty] | RMG | RSC | 10 | Fireman Lift Lobby |  |  |  | Active | ITEFM
| CCTV-304 | L10 Heart 1 | Building Security System | CCTV | [5 empty] | RMG | RSC | 10 | Heart Ctr |  |  |  | Active | ITEFM
| CCTV-305 | L10 Heart 2 | Building Security System | CCTV | [5 empty] | RMG | RSC | 10 | Heart Ctr |  |  |  | Active | ITEFM
| CCTV-306 | L10 Heart 3 | Building Security System | CCTV | [5 empty] | RMG | RSC | 10 | Heart Ctr |  |  |  | Active | ITEFM
| CCTV-307 | L10 Heart 4 | Building Security System | CCTV | [5 empty] | RMG | RSC | 10 | Heart Ctr |  |  |  | Active | ITEFM
| CCTV-308 | L10 Link Bridge | Building Security System | CCTV | [5 empty] | RMG | RSC | 10 | Link Bridge |  |  |  | Active | ITEFM
| CCTV-309 | L10 Toilet | Building Security System | CCTV | [5 empty] | RMG | RSC | 10 | Handicap Toilet |  |  |  | Active | ITEFM
| CCTV-310 | L10 VL Lobby | Building Security System | CCTV | [5 empty] | RMG | RSC | 10 | Visitor Lift Lobby |  |  |  | Active | ITEFM
| CCTV-311 | L11 FFL Lobby | Building Security System | CCTV | [5 empty] | RMG | RSC | 11 | Fireman Lift Lobby |  |  |  | Active | ITEFM
| CCTV-312 | L11 Link Bridge | Building Security System | CCTV | [5 empty] | RMG | RSC | 11 | Link Bridge |  |  |  | Active | ITEFM
| CCTV-313 | L11 MRI | Building Security System | CCTV | [5 empty] | RMG | RSC | 11 | Radiology |  |  |  | Active | ITEFM
| CCTV-314 | L11 Radiology 1 | Building Security System | CCTV | [5 empty] | RMG | RSC | 11 | Radiology |  |  |  | Active | ITEFM
| CCTV-315 | L11 Radiology 2 | Building Security System | CCTV | [5 empty] | RMG | RSC | 11 | Radiology |  |  |  | Active | ITEFM
| CCTV-316 | L11 Radiology 3 | Building Security System | CCTV | [5 empty] | RMG | RSC | 11 | Radiology |  |  |  | Active | ITEFM
| CCTV-317 | L11 Radiology 4 | Building Security System | CCTV | [5 empty] | RMG | RSC | 11 | Radiology |  |  |  | Active | ITEFM
| CCTV-318 | L11 Radiology 5 | Building Security System | CCTV | [5 empty] | RMG | RSC | 11 | Radiology |  |  |  | Active | ITEFM
| CCTV-319 | L11 Radiology 6 | Building Security System | CCTV | [5 empty] | RMG | RSC | 11 | Radiology |  |  |  | Active | ITEFM
| CCTV-320 | L11 Toilet | Building Security System | CCTV | [5 empty] | RMG | RSC | 11 | Handicap Toilet |  |  |  | Active | ITEFM
| CCTV-321 | L11 VL Lobby | Building Security System | CCTV | [5 empty] | RMG | RSC | 11 | Visitor Lift Lobby |  |  |  | Active | ITEFM
| CCTV-322 | L12 FFL Lobby | Building Security System | CCTV | [5 empty] | RMG | RSC | 12 | Fireman Lift Lobby |  |  |  | Active | ITEFM
| CCTV-323 | L12 Link Bridge | Building Security System | CCTV | [5 empty] | RMG | RSC | 12 | Link Bridge |  |  |  | Active | ITEFM
| CCTV-324 | L12 Ortho 1 | Building Security System | CCTV | [5 empty] | RMG | RSC | 12 | Orthopaedic Ctr |  |  |  | Active | ITEFM
| CCTV-325 | L12 Ortho 2 | Building Security System | CCTV | [5 empty] | RMG | RSC | 12 | Orthopaedic Ctr |  |  |  | Active | ITEFM
| CCTV-326 | L12 Ortho 3 | Building Security System | CCTV | [5 empty] | RMG | RSC | 12 | Orthopaedic Ctr |  |  |  | Active | ITEFM
| CCTV-327 | L12 Rehab 1 | Building Security System | CCTV | [5 empty] | RMG | RSC | 12 | Rehab Ctr |  |  |  | Active | ITEFM
| CCTV-328 | L12 Rehab 2 | Building Security System | CCTV | [5 empty] | RMG | RSC | 12 | Rehab Ctr |  |  |  | Active | ITEFM
| CCTV-329 | L12 Rehab 3 | Building Security System | CCTV | [5 empty] | RMG | RSC | 12 | Rehab Ctr |  |  |  | Active | ITEFM
| CCTV-330 | L12 Rehab 4 | Building Security System | CCTV | [5 empty] | RMG | RSC | 12 | Rehab Ctr |  |  |  | Active | ITEFM
| CCTV-331 | L12 Toilet | Building Security System | CCTV | [5 empty] | RMG | RSC | 12 | Handicap Toilet |  |  |  | Active | ITEFM
| CCTV-332 | L12 VL Lobby | Building Security System | CCTV | [5 empty] | RMG | RSC | 12 | Visitor Lift Lobby |  |  |  | Active | ITEFM
| CCTV-333 | L13 Dispen 1 | Building Security System | CCTV | [5 empty] | RMG | RSC | 13 | Level 13 |  |  |  | Active | ITEFM
| CCTV-334 | L13 Dispen 2 | Building Security System | CCTV | [5 empty] | RMG | RSC | 13 | Level 13 |  |  |  | Active | ITEFM
| CCTV-335 | L13 FFL Lobby | Building Security System | CCTV | [5 empty] | RMG | RSC | 13 | Fireman Lift Lobby |  |  |  | Active | ITEFM
| CCTV-336 | L13 Link Bridge | Building Security System | CCTV | [5 empty] | RMG | RSC | 13 | Link Bridge |  |  |  | Active | ITEFM
| CCTV-337 | L13 Surgery 1 | Building Security System | CCTV | [5 empty] | RMG | RSC | 13 | Surgical Ctr |  |  |  | Active | ITEFM
| CCTV-338 | L13 Surgery 2 | Building Security System | CCTV | [5 empty] | RMG | RSC | 13 | Surgical Ctr |  |  |  | Active | ITEFM
| CCTV-339 | L13 Surgery 3 | Building Security System | CCTV | [5 empty] | RMG | RSC | 13 | Surgical Ctr |  |  |  | Active | ITEFM
| CCTV-340 | L13 Surgery 4 | Building Security System | CCTV | [5 empty] | RMG | RSC | 13 | Surgical Ctr |  |  |  | Active | ITEFM
| CCTV-341 | L13 Toilet | Building Security System | CCTV | [5 empty] | RMG | RSC | 13 | Handicap Toilet |  |  |  | Active | ITEFM
| CCTV-342 | L13 Uro/Breast | Building Security System | CCTV | [5 empty] | RMG | RSC | 13 | Breast Ctr Counter |  |  |  | Active | ITEFM
| CCTV-343 | L13 Uro/Breast | Building Security System | CCTV | [5 empty] | RMG | RSC | 13 | Breast Ctr Counter |  |  |  | Active | ITEFM
| CCTV-344 | L13 VL Lobby | Building Security System | CCTV | [5 empty] | RMG | RSC | 13 | Visitor Lift Lobby |  |  |  | Active | ITEFM
| CCTV-345 | L16 ComAre 1 | Building Security System | CCTV | [5 empty] | RMG | RSC | 16 | Level 16 |  |  |  | Active | ITEFM
| CCTV-346 | L16 ComAre 2 | Building Security System | CCTV | [5 empty] | RMG | RSC | 16 | Level 16 |  |  |  | Active | ITEFM
| CCTV-347 | L16 FFL Lobby | Building Security System | CCTV | [5 empty] | RMG | RSC | 16 | Fireman Lift Lobby |  |  |  | Active | ITEFM
| CCTV-348 | L16 Toilet | Building Security System | CCTV | [5 empty] | RMG | RSC | 16 | Handicap Toilet |  |  |  | Active | ITEFM
| CCTV-349 | L16 VL Lobby | Building Security System | CCTV | [5 empty] | RMG | RSC | 16 | Visitor Lift Lobby |  |  |  | Active | ITEFM
| CCTV-350 | L17 ComAre 1 | Building Security System | CCTV | [5 empty] | RMG | RSC | 17 | Level 17 |  |  |  | Active | ITEFM
| CCTV-351 | L17 ComAre 2 | Building Security System | CCTV | [5 empty] | RMG | RSC | 17 | Level 17 |  |  |  | Active | ITEFM
| CCTV-352 | L17 FFL Lobby | Building Security System | CCTV | [5 empty] | RMG | RSC | 17 | Level 17 |  |  |  | Active | ITEFM
| CCTV-353 | L17 Toilet | Building Security System | CCTV | [5 empty] | RMG | RSC | 17 | Level 17 |  |  |  | Active | ITEFM
| CCTV-354 | L17 VL Lobby | Building Security System | CCTV | [5 empty] | RMG | RSC | 17 | Level 17 |  |  |  | Active | ITEFM
| CCTV-355 | L18 ComAre 1 | Building Security System | CCTV | [5 empty] | RMG | RSC | 18 | Level 18 |  |  |  | Active | ITEFM
| CCTV-356 | L18 ComAre 2 | Building Security System | CCTV | [5 empty] | RMG | RSC | 18 | Level 18 |  |  |  | Active | ITEFM
| CCTV-357 | L18 FFL Lobby | Building Security System | CCTV | [5 empty] | RMG | RSC | 18 | Level 18 |  |  |  | Active | ITEFM
| CCTV-358 | L18 Toilet | Building Security System | CCTV | [5 empty] | RMG | RSC | 18 | Level 18 |  |  |  | Active | ITEFM
| CCTV-359 | L18 VL Lobby | Building Security System | CCTV | [5 empty] | RMG | RSC | 18 | Level 18 |  |  |  | Active | ITEFM
| CCTV-360 | L19 FFL Lobby | Building Security System | CCTV | [5 empty] | RMG | RSC | 19 | Fireman Lift Lobby |  |  |  | Active | ITEFM
| CCTV-361 | L19 Garden 1 | Building Security System | CCTV | [5 empty] | RMG | RSC | 19 | Roof Garden |  |  |  | Active | ITEFM
| CCTV-362 | L19 Garden 2 | Building Security System | CCTV | [5 empty] | RMG | RSC | 19 | Roof Garden |  |  |  | Active | ITEFM
| CCTV-363 | L19 Garden 3 | Building Security System | CCTV | [5 empty] | RMG | RSC | 19 | Roof Garden |  |  |  | Active | ITEFM
| CCTV-364 | L19 Garden 4 | Building Security System | CCTV | [5 empty] | RMG | RSC | 19 | Roof Garden |  |  |  | Active | ITEFM
| CCTV-365 | L19 Garden 5 | Building Security System | CCTV | [5 empty] | RMG | RSC | 19 | Roof Garden |  |  |  | Active | ITEFM
| CCTV-366 | L19 Garden 6 | Building Security System | CCTV | [5 empty] | RMG | RSC | 19 | Roof Garden |  |  |  | Active | ITEFM
| CCTV-367 | L19 VL Lobby | Building Security System | CCTV | [5 empty] | RMG | RSC | 19 | Visitor Lift Lobby |  |  |  | Active | ITEFM
| CCTV-368 | L20 ComArea 1 | Building Security System | CCTV | [5 empty] | RMG | RSC | 20 | Level 20 |  |  |  | Active | ITEFM
| CCTV-369 | L20 ComArea 2 | Building Security System | CCTV | [5 empty] | RMG | RSC | 20 | Level 20 |  |  |  | Active | ITEFM
| CCTV-370 | L20 FFL Lobby | Building Security System | CCTV | [5 empty] | RMG | RSC | 20 | Level 20 |  |  |  | Active | ITEFM
| CCTV-371 | L20 Toilet | Building Security System | CCTV | [5 empty] | RMG | RSC | 20 | Level 20 |  |  |  | Active | ITEFM
| CCTV-372 | L20 VL Lobby | Building Security System | CCTV | [5 empty] | RMG | RSC | 20 | Level 20 |  |  |  | Active | ITEFM
| CCTV-373 | L21 ComArea 1 | Building Security System | CCTV | [5 empty] | RMG | RSC | 21 | Level 21 |  |  |  | Active | ITEFM
| CCTV-374 | L21 ComArea 2 | Building Security System | CCTV | [5 empty] | RMG | RSC | 21 | Level 21 |  |  |  | Active | ITEFM
| CCTV-375 | L21 FFL Lobby | Building Security System | CCTV | [5 empty] | RMG | RSC | 21 | Level 21 |  |  |  | Active | ITEFM
| CCTV-376 | L21 Toilet | Building Security System | CCTV | [5 empty] | RMG | RSC | 21 | Level 21 |  |  |  | Active | ITEFM
| CCTV-377 | L21 VL Lobby | Building Security System | CCTV | [5 empty] | RMG | RSC | 21 | Level 21 |  |  |  | Active | ITEFM
| CCTV-378 | L22 FFL Lobby | Building Security System | CCTV | [5 empty] | RMG | RSC | 22 | Fireman Lift Lobby |  |  |  | Active | ITEFM
| CCTV-379 | L22 FL Corridor | Building Security System | CCTV | [5 empty] | RMG | RSC | 22 | Corridor |  |  |  | Active | ITEFM
| CCTV-380 | L22 Recption | Building Security System | CCTV | [5 empty] | RMG | RSC | 22 | Reception |  |  |  | Active | ITEFM
| CCTV-381 | L22 Toilet | Building Security System | CCTV | [5 empty] | RMG | RSC | 22 | Level 22 |  |  |  | Active | ITEFM
| CCTV-382 | L22 VL Lobby | Building Security System | CCTV | [5 empty] | RMG | RSC | 22 | Visitor Lift Lobby |  |  |  | Active | ITEFM
| CCTV-383 | L23 FFL Lobby | Building Security System | CCTV | [5 empty] | RMG | RSC | 23 | Fireman Lift Lobby |  |  |  | Active | ITEFM
| CCTV-384 | L23 Tennis 1 | Building Security System | CCTV | [5 empty] | RMG | RSC | 23 | Tennis Court |  |  |  | Active | ITEFM
| CCTV-385 | L23 Tennis 2 | Building Security System | CCTV | [5 empty] | RMG | RSC | 23 | Tennis Court |  |  |  | Active | ITEFM
| CCTV-386 | L23 Tennis 3 | Building Security System | CCTV | [5 empty] | RMG | RSC | 23 | Tennis Court |  |  |  | Active | ITEFM
| CCTV-387 | L23 Tennis 4 | Building Security System | CCTV | [5 empty] | RMG | RSC | 23 | Tennis Court |  |  |  | Active | ITEFM
| CCTV-388 | L23 Toilet | Building Security System | CCTV | [5 empty] | RMG | RSC | 23 | Level 23 |  |  |  | Active | ITEFM
| CCTV-389 | BL/FL 21 | Building Security System | CCTV | [5 empty] | RMG | RSC | All | Patient Lift 21 |  |  |  | Active | ITEFM
| CCTV-390 | BL/FL 22 | Building Security System | CCTV | [5 empty] | RMG | RSC | All | Patient Lift 22 |  |  |  | Active | ITEFM
| CCTV-391 | PL (CP) 20 | Building Security System | CCTV | [5 empty] | RMG | RSC | All | Carpark Lift 20 |  |  |  | Active | ITEFM
| CCTV-392 | PL 14 | Building Security System | CCTV | [5 empty] | RMG | RSC | All | Passenger Lift 14 |  |  |  | Active | ITEFM
| CCTV-393 | PL 15 | Building Security System | CCTV | [5 empty] | RMG | RSC | All | Passenger Lift 15 |  |  |  | Active | ITEFM
| CCTV-394 | PL 16 | Building Security System | CCTV | [5 empty] | RMG | RSC | All | Passenger Lift 16 |  |  |  | Active | ITEFM
| CCTV-395 | PL 17 | Building Security System | CCTV | [5 empty] | RMG | RSC | All | Passenger Lift 17 |  |  |  | Active | ITEFM
| CCTV-396 | PL 18 | Building Security System | CCTV | [5 empty] | RMG | RSC | All | Passenger Lift 18 |  |  |  | Active | ITEFM
| CCTV-397 | PL 19 | Building Security System | CCTV | [5 empty] | RMG | RSC | All | Passenger Lift 19 |  |  |  | Active | ITEFM
| CCTV-398 | B1 ComArea 1 | Building Security System | CCTV | [5 empty] | RMG | RSC | B1 | Unit #B1-01 |  |  |  | Active | ITEFM
| CCTV-399 | B1 ComArea 1 | Building Security System | CCTV | [5 empty] | RMG | RSC | B1 | Unit #B1-01 |  |  |  | Active | ITEFM
| CCTV-400 | B1 ComArea 2 | Building Security System | CCTV | [5 empty] | RMG | RSC | B1 | Unit #B1-01 |  |  |  | Active | ITEFM
| CCTV-401 | B1 ComArea 3 | Building Security System | CCTV | [5 empty] | RMG | RSC | B1 | Unit #B1-01 |  |  |  | Active | ITEFM
| CCTV-402 | B1 ComArea 3 | Building Security System | CCTV | [5 empty] | RMG | RSC | B1 | Unit #B1-01 |  |  |  | Active | ITEFM
| CCTV-403 | B1 ComArea 4 | Building Security System | CCTV | [5 empty] | RMG | RSC | B1 | Unit #B1-01 |  |  |  | Active | ITEFM
| CCTV-404 | B1 Escalator | Building Security System | CCTV | [5 empty] | RMG | RSC | B1 | B1 |  |  |  | Active | ITEFM
| CCTV-405 | B1 FFL Lobby | Building Security System | CCTV | [5 empty] | RMG | RSC | B1 | Fireman Lift Lobby |  |  |  | Active | ITEFM
| CCTV-406 | B1 Toilet | Building Security System | CCTV | [5 empty] | RMG | RSC | B1 | Handicap Toilet |  |  |  | Active | ITEFM
| CCTV-407 | B1 VL Lobby | Building Security System | CCTV | [5 empty] | RMG | RSC | B1 | Visitor Lift Lobby |  |  |  | Active | ITEFM
| CCTV-408 | B2 ComArea 1 | Building Security System | CCTV | [5 empty] | RMG | RSC | B2 | B2 |  |  |  | Active | ITEFM
| CCTV-409 | B2 ComArea 2 | Building Security System | CCTV | [5 empty] | RMG | RSC | B2 | B2 |  |  |  | Active | ITEFM
| CCTV-410 | B2 ComArea 3 | Building Security System | CCTV | [5 empty] | RMG | RSC | B2 | B2 |  |  |  | Active | ITEFM
| CCTV-411 | B2 Corridor | Building Security System | CCTV | [5 empty] | RMG | RSC | B2 | B2 |  |  |  | Active | ITEFM
| CCTV-412 | B2 FFL Lobby | Building Security System | CCTV | [5 empty] | RMG | RSC | B2 | Fireman Lift Lobby |  |  |  | Active | ITEFM
| CCTV-413 | B2 IT Server Rm | Building Security System | CCTV | [5 empty] | RMG | RSC | B2 | Server Room |  |  |  | Active | ITEFM
| CCTV-414 | B2 IT Server Rm | Building Security System | CCTV | [5 empty] | RMG | RSC | B2 | Server Room |  |  |  | Active | ITEFM
| CCTV-415 | B2 Toilet | Building Security System | CCTV | [5 empty] | RMG | RSC | B2 | B2 |  |  |  | Active | ITEFM
| CCTV-416 | B2 VL Lobby | Building Security System | CCTV | [5 empty] | RMG | RSC | B2 | Visitor Lift Lobby |  |  |  | Active | ITEFM
| CCTV-417 | RSC B2 | Building Security System | CCTV | [5 empty] | RMG | RSC | B2 | B2 |  |  |  | Active | ITEFM
| CCTV-418 | RF Domestic TK | Building Security System | CCTV | [5 empty] | RMG | RSC | Roof | Roof |  |  |  | Active | ITEFM
| CCTV-419 | RF Entrance | Building Security System | CCTV | [5 empty] | RMG | RSC | Roof | Roof |  |  |  | Active | ITEFM
| CCTV-420 | RF Motor Rm | Building Security System | CCTV | [5 empty] | RMG | RSC | Roof | Roof |  |  |  | Active | ITEFM
| CCTV-421 | RF Wetriser TK | Building Security System | CCTV | [5 empty] | RMG | RSC | Roof | Roof |  |  |  | Active | ITEFM
| CCTV-422 | Tannery Lane Server Rm Cam 1 | Building Security System | CCTV | [5 empty] | RMG | 25 Tannery Lane | 4 | Server Room |  |  |  | Active | ITEFM
| CCTV-423 | Tannery Lane Server Rm Cam 2 | Building Security System | CCTV | [5 empty] | RMG | 25 Tannery Lane | 4 | Server Room |  |  |  | Active | ITEFM
| CL20 | Carpark Lift 20 | Mechanical | Lift & Escalator | [5 empty] | RMG | RSC | All | RSC | Fujitec |  |  | Active | ITEFM
| CRAC 10-1 |  | FMD | IWS | [5 empty] | Connection One | Tower 1 | 10 | Wing B | CM20AF-15-M-SEA |  | Liebert | Active | ITEFM
| CRAC 10-2 |  | FMD | IWS | [5 empty] | Connection One | Tower 1 | 10 | Wing B | CM20AF-15-M-SEA |  | Liebert | Active | ITEFM
| CRAC 10-3 |  | FMD | IWS | [5 empty] | Connection One | Tower 1 | 10 | Wing B | CM20AF-15-M-SEA |  | Liebert | Active | ITEFM
| CRAC 15-1 |  | FMD | IWS | [5 empty] | Connection One | Tower 1 | 10 | Wing B | CM20AF-15-M-SEA |  | Liebert | Active | ITEFM
| CRAC 15-2 |  | FMD | IWS | [5 empty] | Connection One | Tower 1 | 10 | Wing B | ESD 35 AES |  | Citec | Active | ITEFM
| CRAC 15-3 |  | FMD | IWS | [5 empty] | Connection One | Tower 1 | 10 | Wing B | P1030DA |  | Liebert | Active | ITEFM
| CRAC CU 10-1 |  | FMD | IWS | [5 empty] | Connection One | Tower 1 | 10 | Wing B |  |  |  | Active | ITEFM
| CRAC CU 15-1 |  | FMD | IWS | [5 empty] | Connection One | Tower 1 | 15 | Wing B |  |  |  | Active | ITEFM
| CRAC CU 15-2 |  | FMD | IWS | [5 empty] | Connection One | Tower 1 | 15 | Wing B |  |  |  | Active | ITEFM
| CRAC CU 15-3 |  | FMD | IWS | [5 empty] | Connection One | Tower 1 | 15 | Wing B |  |  |  | Active | ITEFM
| CU 1-1 |  | FMD | IWS | [5 empty] | Connection One | Tower 1 | 07 | Roof Deck | RX30 |  | Daikin | Active | ITEFM
| CU 2-1 |  | FMD | IWS | [5 empty] | Connection One | Tower 1 | 07 | Roof Deck | RX14 |  | Daikin | Active | ITEFM
| CU 2-2 |  | FMD | IWS | [5 empty] | Connection One | Tower 1 | 07 | Roof Deck | RX10 |  | Daikin | Active | ITEFM
| CU 3-1 |  | FMD | IWS | [5 empty] | Connection One | Tower 4 |  |  | MMY-MAP1606T8P-SG |  | Toshiba | Active | ITEFM
| CU 3-2 |  | FMD | IWS | [5 empty] | Connection One | Tower 4 |  |  | MMY-MAP1606T8P-SG |  | Toshiba | Active | ITEFM
| CU 5-1 |  | FMD | IWS | [5 empty] | Connection One | Tower 4 |  |  | RXQ10TAYM (E) |  | Daikin | Active | ITEFM
| CU 5-2 |  | FMD | IWS | [5 empty] | Connection One | Tower 4 |  |  | RXQ10TAYM (E) |  | Daikin | Active | ITEFM
| CU 8-1 |  | FMD | IWS | [5 empty] | Connection One | Tower 4 |  |  | RQYQ16PY1 |  | Daikin | Active | ITEFM
| CU 8-2 |  | FMD | IWS | [5 empty] | Connection One | Tower 4 |  |  | RQYA16PY1 |  | Daikin | Active | ITEFM
| CU 9-1 |  | FMD | IWS | [5 empty] | Connection One | Tower 4 |  |  | RQYQ16PY1 |  | Daikin | Active | ITEFM
| CU 9-2 |  | FMD | IWS | [5 empty] | Connection One | Tower 4 |  |  | RQYQ16PY1 |  | Daikin | Active | ITEFM
| CU10-1 |  | FMD | IWS | [5 empty] | Connection One | Tower 4 |  |  | RQYP33SAAR |  | Daikin | Active | ITEFM
| CU 10-1 |  | FMD | IWS | [5 empty] | Connection One | Tower 1 | 10 | Wing B | RSX10KAY1 |  | Daikin | Active | ITEFM
| CU 10-2 |  | FMD | IWS | [5 empty] | Connection One | Tower 1 | 10 | Wing B | RKS50GVMG |  | Daikin | Active | ITEFM
| CU 10-3 |  | FMD | IWS | [5 empty] | Connection One | Tower 1 | 10 | Wing B | RKS50GVMG |  | Daikin | Active | ITEFM
| CU 11-1 |  | FMD | IWS | [5 empty] | Connection One | Tower 4 |  |  | RQYQ16PY1 |  | Daikin | Active | ITEFM
| CU 11-2 |  | FMD | IWS | [5 empty] | Connection One | Tower 4 |  |  | RQYQ16PY1 |  | Daikin | Active | ITEFM
| CU 12-1 |  | FMD | IWS | [5 empty] | Connection One | Tower 4 |  |  | RQYQ16PY1 |  | Daikin | Active | ITEFM
| CU 13-1 |  | FMD | IWS | [5 empty] | Connection One | Tower 5 | 13 | Wing A | R71LUV15 |  | Daikin | Active | ITEFM
| CU 13-2 |  | FMD | IWS | [5 empty] | Connection One | Tower 5 | 13 | Wing A | R71LUV16 |  | Daikin | Active | ITEFM
| CU 15-3 |  | FMD | IWS | [5 empty] | Connection One | Tower 1 | 15 | Wing B | CU PU 180K2 |  | Daikin | Active | ITEFM
| CU BR-1 |  | FMD | IWS | [5 empty] | Connection One | Tower 1 | 27 | Wing B | RX10 |  | Daikin | Active | ITEFM
| CU DR-1 |  | FMD | IWS | [5 empty] | Connection One | Tower 1 | 27 | Wing B | RX10 |  | Daikin | Active | ITEFM
| CU R-1 |  | FMD | IWS | [5 empty] | Connection One | Tower 1 | 27 | Wing B | RX12MY1 |  | Daikin | Active | ITEFM
| CWP Grp 1 | Chilled water piping system | ACMV | Chilled Water Piping | [5 empty] | RMG | RH | All | RH |  |  |  | Active | ITEFM
| CWP Grp 2 | Chilled water piping system | ACMV | Chilled Water Piping | [5 empty] | RMG | RSC | All | RSC |  |  |  | Active | ITEFM
| Davit's Arm system | Davit'S Arm | Mechanical | Davit'S Arm | [5 empty] | NIE | NIE5 | LOWERDECK | NIE5-LOWER DECK |  |  |  | Active | ITEFM
| DB-1-AC1 |  | Electrical | Sub MSB | [5 empty] | CEPO | Main West | Level 1 | ELV Switch Room | DB-1-AC1 |  |  | Active | ITEFM
| DB-1-AC2 |  | Electrical | Sub MSB | [5 empty] | CEPO | Main Central | Level 1 | Reception | DB-1-AC2 |  |  | Active | ITEFM
| DB-1-L1-01 |  | Electrical | Sub MSB | [5 empty] | CEPO | Main West | Level 1 | ELV Switch Room | DB-1-L1 |  |  | Active | ISMM
| DB-1-L1-02 |  | Electrical | Sub MSB | [5 empty] | CEPO | Main West | Level 1 | ELV Switch Room | DB-1-L1 |  |  | Active | ISMM
| DB-1-L2-01 |  | Electrical | Sub MSB | [5 empty] | CEPO | Main Central | Level 1 | Reception | DB-1-L2 |  |  | Active | ISMM
| DB-1-L2-02 |  | Electrical | Sub MSB | [5 empty] | CEPO | Main Central | Level 1 | Reception | DB-1-L2 |  |  | Active | ISMM
| DB-1-L3 |  | Electrical | Sub MSB | [5 empty] | CEPO | Main East | Level 1 | Corridor East | DB-1-L3 |  |  | Active | ITEFM
| DB-1-P1 |  | Electrical | Sub MSB | [5 empty] | CEPO | Main West | Level 1 | ELV Switch Room | DB-1-P1 |  |  | Active | ITEFM
| DB-1-P2 |  | Electrical | Sub MSB | [5 empty] | CEPO | Main West | Level 1 | Staircase 6 | DB-1-P2 |  |  | Active | ITEFM
| DB-1-P3 |  | Electrical | Sub MSB | [5 empty] | CEPO | Main Central | Level 1 | Reception | DB-1-P3 |  |  | Active | ITEFM
| DB-1-P4 |  | Electrical | Sub MSB | [5 empty] | CEPO | Main East | Level 1 | Open Office Area | DB-1-P4 |  |  | Active | ITEFM
| DB-1-P5 |  | Electrical | Sub MSB | [5 empty] | CEPO | Main East | Level 1 | Open Office Area | DB-1-P5 |  |  | Active | ITEFM
| DB-2-AC1 |  | Electrical | Sub MSB | [5 empty] | CEPO | Main West | Level 2 | Corridor West | DB-2-AC1 |  |  | Active | ITEFM
| DB-2-AC2 |  | Electrical | Sub MSB | [5 empty] | CEPO | Main West | Level 2 | Staircase 4 | DB-2-AC2 |  |  | Active | ITEFM
| DB-2-AC3 |  | Electrical | Sub MSB | [5 empty] | CEPO | Main East | Level 2 | Corporate Room Office | DB-2-AC3 |  |  | Active | ITEFM
| DB-2-L1-01 |  | Electrical | Sub MSB | [5 empty] | CEPO | Main West | Level 2 | Corridor West | DB-2-L1 |  |  | Active | ISMM
| DB-2-L1-02 |  | Electrical | Sub MSB | [5 empty] | CEPO | Main West | Level 2 | Corridor West | DB-2-L1 |  |  | Active | ISMM
| DB-2-L2-01 |  | Electrical | Sub MSB | [5 empty] | CEPO | Main West | Level 2 | Staircase 4 | DB-2-L2 |  |  | Active | ISMM
| DB-2-L2-02 |  | Electrical | Sub MSB | [5 empty] | CEPO | Main West | Level 2 | Staircase 4 | DB-2-L2 |  |  | Active | ISMM
| DB-2-L3 |  | Electrical | Sub MSB | [5 empty] | CEPO | Main East | Level 2 | Corridor East | DB-2-L3 |  |  | Active | ITEFM
| DB-2-L4-01 |  | Electrical | Sub MSB | [5 empty] | CEPO | Main East | Level 2 | Corporate Room Office | DB-2-L4 |  |  | Active | ISMM
| DB-2-L4-02 |  | Electrical | Sub MSB | [5 empty] | CEPO | Main East | Level 2 | Corporate Room Office | DB-2-L4 |  |  | Active | ISMM
| DB-2-P1 |  | Electrical | Sub MSB | [5 empty] | CEPO | Main West | Level 2 | Corridor West | DB-2-P1 |  |  | Active | ITEFM
| DB-2-P2 |  | Electrical | Sub MSB | [5 empty] | CEPO | Main West | Level 2 | Staircase 6 | DB-2-P2 |  |  | Active | ITEFM
| DB-2-P3 |  | Electrical | Sub MSB | [5 empty] | CEPO | Main West | Level 2 | Corridor West | DB-2-P3 |  |  | Active | ITEFM
| DB-2-P4 |  | Electrical | Sub MSB | [5 empty] | CEPO | Main East | Level 2 | Meeting Room Create 6 | DB-2-P4 |  |  | Active | ITEFM
| DB-2-P5 |  | Electrical | Sub MSB | [5 empty] | CEPO | Main East | Level 2 | Corridor East | DB-2-P5 |  |  | Active | ITEFM
| DB-2-P6 |  | Electrical | Sub MSB | [5 empty] | CEPO | Main East | Level 2 | Corridor East | DB-2-P6 |  |  | Active | ITEFM
| DB-2-P7 |  | Electrical | Sub MSB | [5 empty] | CEPO | Main East | Level 2 | Corporate Room Office | DB-2-P7 |  |  | Active | ITEFM
| DB-3-AC1 |  | Electrical | Sub MSB | [5 empty] | CEPO | Main Central | Level 3 | Corridor Central | DB-3-AC1 |  |  | Active | ITEFM
| DB-3-L1 |  | Electrical | Sub MSB | [5 empty] | CEPO | Main Central | Level 3 | Corridor Central | DB-3-L1 |  |  | Active | ITEFM
| DB-3-P1 |  | Electrical | Sub MSB | [5 empty] | CEPO | Main Central | Level 3 | Corridor Central | DB-3-P1 |  |  | Active | ITEFM
| DB-BC |  | Electrical | Sub MSB | [5 empty] | CEPO | Main Compound | Others | Bin Centre | DB-BC |  |  | Active | ITEFM
| DB-CAFE |  | Electrical | Sub MSB | [5 empty] | CEPO | Main East | Level 1 | Corridor East | DB-CAFE |  |  | Active | ISMM
| DB Group 1 | Electrical DBs from B2 to L7 | Electrical | DB | [5 empty] | RMG | RH | All | RH |  |  |  | Active | ISMM
| DB Group 2 | Electrical DBs from L8 to L13 | Electrical | DB | [5 empty] | RMG | RH | All | RH |  |  |  | Active | ITEFM
| DB Group 3 | Electrical Dbs from L14 to Roof | Electrical | DB | [5 empty] | RMG | RSC | All | RSC |  |  |  | Active | ITEFM
| Doctor Call A&E | Doctor call system | Medical Equipment | Doc Call | [5 empty] | RMG | RH | 1 | A&E | Adroit |  |  | Active | ISMM
| Doctor Call Cancer Ctr | Doctor call system | Medical Equipment | Doc Call | [5 empty] | RMG | RSC | 10 | Cancer Ctr | ISPL Rauland Responder 4000 |  |  | Active | ITEFM
| Doctor Call Children Ctr | Doctor call system | Medical Equipment | Doc Call | [5 empty] | RMG | RSC | 8 | Children Centre | ISPL Rauland Responder 4000 |  |  | Active | ITEFM
| Doctor Call Counselling | Doctor call system | Medical Equipment | Doc Call | [5 empty] | RMG | RSC | 8 | Counselling Centre | ISPL Rauland Responder 4000 |  |  | Active | ITEFM
| Doctor Call ENT | Doctor call system | Medical Equipment | Doc Call | [5 empty] | RMG | RSC | 8 | ENT | ISPL Rauland Responder 4000 |  |  | Active | ITEFM
| Doctor Call Eye Ctr | Doctor call system | Medical Equipment | Doc Call | [5 empty] | RMG | RSC | 16 | Eye Centre | ISPL Rauland Responder 4000 |  |  | Active | ITEFM
| Doctor Call Heart Ctr | Doctor call system | Medical Equipment | Doc Call | [5 empty] | RMG | RSC | 10 | Heart Ctr | ISPL Rauland Responder 4000 |  |  | Active | ITEFM
| Doctor Call Internal Med | Doctor call system | Medical Equipment | Doc Call | [5 empty] | RMG | RSC | 9 | Internal Med | ISPL Rauland Responder 4000 |  |  | Active | ITEFM
| Doctor Call Neuro Ctr | Doctor call system | Medical Equipment | Doc Call | [5 empty] | RMG | RSC | 9 | Neuroscience Ctr | ISPL Rauland Responder 4000 |  |  | Active | ITEFM
| Doctor Call Orthopaedic | Doctor call system | Medical Equipment | Doc Call | [5 empty] | RMG | RSC | 12 | Orthopaedic Ctr | ISPL Rauland Responder 4000 |  |  | Active | ITEFM
| Doctor Call Rehab | Doctor call system | Medical Equipment | Doc Call | [5 empty] | RMG | RSC | 12 | Rehab Ctr | ISPL Rauland Responder 4000 |  |  | Active | ITEFM
| Doctor Call RMRH | Doctor call system | Medical Equipment | Doc Call | [5 empty] | RMG | RH | 2 | RM@RH | ISPL Rauland Responder 4000 |  |  | Active | ITEFM
| Doctor Call Skin Ctr | Doctor call system | Medical Equipment | Doc Call | [5 empty] | RMG | RH | 2 | Skin & Aesthetics Clinic | ISPL Rauland Responder 4000 |  |  | Active | ITEFM
| Doctor Call Surgery | Doctor call system | Medical Equipment | Doc Call | [5 empty] | RMG | RSC | 13 | Surgical Ctr | ISPL Rauland Responder 4000 |  |  | Active | ITEFM
| Doctor Call Urology | Doctor call system | Medical Equipment | Doc Call | [5 empty] | RMG | RSC | 13 | Urology Ctr Counter | ISPL Rauland Responder 4000 |  |  | Active | ITEFM
| Domestic Water Booster Pump No.1-1 | Domestic Water Booster Pump | Mechanical | Pump | [5 empty] | NIE | NIE1 | L4 | NIE1-04-ME07 | 15SV 04F040T | RDSC1604-02215 |  | Active | ITEFM
| Domestic Water Booster Pump No.1-2 | Domestic Water Booster Pump | Mechanical | Pump | [5 empty] | NIE | NIE1 | L4 | NIE1-04-ME07 | 15SV 04F040T | RDSC1604-02217 |  | Active | ITEFM
| Domestic Water Booster Pump No.2-1 | Domestic Water Booster Pump | Mechanical | Pump | [5 empty] | NIE | NIE2 | L4 | NIE2-04-ME09 | SV 3002 S40 | RD000702 SC99- |  | Active | ITEFM
| Domestic Water Booster Pump No.2-2 | Domestic Water Booster Pump | Mechanical | Pump | [5 empty] | NIE | NIE2 | L4 | NIE2-04-ME09 | SV 3002 S40 | RD000704 SC99- |  | Active | ITEFM
| Domestic Water Booster Pump No.3-1 | Domestic Water Booster Pump | Mechanical | Pump | [5 empty] | NIE | NIE3 | L4 | NIE3-04-ME09 | SV 3002 S41 | RD00073 SC99- |  | Active | ITEFM
| Domestic Water Booster Pump No.3-2 | Domestic Water Booster Pump | Mechanical | Pump | [5 empty] | NIE | NIE3 | L4 | NIE3-04-ME09 | SV 3002 S42 | RD000548 SC99- |  | Active | ITEFM
| Domestic Water Booster Pump No.4-1 | Domestic Water Booster Pump | Mechanical | Pump | [5 empty] | NIE | NIE4 | L5 | NIE4-05-ME03 | SV 1602 |  |  | Active | ITEFM
| Domestic Water Booster Pump No.4-1A | Domestic Water Booster Pump | Mechanical | Pump | [5 empty] | NIE | NIE4 | L5 | NIE4-05-ME05 | SV 1602 |  |  | Active | ITEFM
| Domestic Water Booster Pump No.4-2 | Domestic Water Booster Pump | Mechanical | Pump | [5 empty] | NIE | NIE4 | L5 | NIE4-05-ME03 | SV 1602 |  |  | Active | ITEFM
| Domestic Water Booster Pump No.4-2A | Domestic Water Booster Pump | Mechanical | Pump | [5 empty] | NIE | NIE4 | L5 | NIE4-05-ME05 | SV 1602 |  |  | Active | ITEFM
| Domestic Water Booster Pump No.5-1 | Domestic Water Booster Pump | Mechanical | Pump | [5 empty] | NIE | NIE5 | L4 | NIE5-04-ME08 | SV 3002 |  |  | Active | ITEFM
| Domestic Water Booster Pump No.5-1A | Domestic Water Booster Pump | Mechanical | Pump | [5 empty] | NIE | NIE5 | B4 | NIE5-B4-M1 BREAK TANK ROOM | SV3004S | RD2351SV00-11 |  | Active | ITEFM
| Domestic Water Booster Pump No.5-2 | Domestic Water Booster Pump | Mechanical | Pump | [5 empty] | NIE | NIE5 | L4 | NIE5-04-ME08 | SV 3002 |  |  | Active | ITEFM
| Domestic Water Booster Pump No.5-2A | Domestic Water Booster Pump | Mechanical | Pump | [5 empty] | NIE | NIE5 | B4 | NIE5-B4-M1 BREAK TANK ROOM | SV3004S | RD2354SV00-11 |  | Active | ITEFM
| Domestic Water Booster Pump No.7-1 | Domestic Water Booster Pump | Mechanical | Pump | [5 empty] | NIE | NIE7 | L4 | NIE7-04-ME07 | SV3002S 40 | RD000941 SV99- |  | Active | ITEFM
| Domestic Water Booster Pump No.7-2 | Domestic Water Booster Pump | Mechanical | Pump | [5 empty] | NIE | NIE7 | L4 | NIE7-04-ME07 | SV3002S 40 | RD000942 SV99- |  | Active | ITEFM
| Domestic Water In-Line Pump No.2-1 | Domestic Water In-Line Pump | Mechanical | Pump | [5 empty] | NIE | NIE2 | B1 | NIE2-B1-SERVICE CORRIDOR | 10SV02F007T | RDSV 1509-05453 |  | Active | ITEFM
| Domestic Water In-Line Pump No.2-2 | Domestic Water In-Line Pump | Mechanical | Pump | [5 empty] | NIE | NIE2 | B1 | NIE2-B1-SERVICE CORRIDOR | 10SV02F007T | RDSV 1509-05454 |  | Active | ITEFM
| Domestic Water In-Line Pump No.3-1 | Domestic Water In-Line Pump | Mechanical | Pump | [5 empty] | NIE | NIE3 | B1 | NIE3-B1-SERVICE CORRIDOR | 10SV02F007T | RDSV 1509-05455 |  | Active | ITEFM
| Domestic Water In-Line Pump No.3-2 | Domestic Water In-Line Pump | Mechanical | Pump | [5 empty] | NIE | NIE3 | B1 | NIE3-B1-SERVICE CORRIDOR | 10SV02F007T | RDSV 1509-05456 |  | Active | ITEFM
| Domestic Water In-Line Pump No.5-1 | Domestic Water In-Line Pump | Mechanical | Pump | [5 empty] | NIE | NIE5 | B1 | NIE5-B1-M16 | 10SV02F015T | RDSV 1509-02422 |  | Active | ITEFM
| Domestic Water In-Line Pump No.5-1A | Domestic Water In-Line Pump | Mechanical | Pump | [5 empty] | NIE | NIE5 | B1 | NIE5-B1-M16 | 10SV02F007T | RDSV 1509-05457 |  | Active | ITEFM
| Domestic Water In-Line Pump No.5-2 | Domestic Water In-Line Pump | Mechanical | Pump | [5 empty] | NIE | NIE5 | B1 | NIE5-B1-M16 | 10SV02F015T | RDSV 1509-02423 |  | Active | ITEFM
| Domestic Water In-Line Pump No.5-2A | Domestic Water In-Line Pump | Mechanical | Pump | [5 empty] | NIE | NIE5 | B1 | NIE5-B1-M16 | 10SV02F007T | RDSV 1509-05459 |  | Active | ITEFM
| Domestic Water In-Line Pump No.7-1 | Domestic Water In-Line Pump | Mechanical | Pump | [5 empty] | NIE | NIE7 | B1 | NIE7-B1-18D | 10SV02F007T | RDSV 1509-05451 |  | Active | ITEFM
| Domestic Water In-Line Pump No.7-1A | Domestic Water In-Line Pump | Mechanical | Pump | [5 empty] | NIE | NIE7 | B1 | NIE7-B1-S2 SERVICE CORRIDOR | 10SV02F007T | RDSV 1509-05461 |  | Active | ITEFM
| Domestic Water In-Line Pump No.7-2 | Domestic Water In-Line Pump | Mechanical | Pump | [5 empty] | NIE | NIE7 | B1 | NIE7-B1-18D | 10SV02F007T | RDSV 1509-05452 |  | Active | ITEFM
| Domestic Water In-Line Pump No.7-2A | Domestic Water In-Line Pump | Mechanical | Pump | [5 empty] | NIE | NIE7 | B1 | NIE7-B1-S2 SERVICE CORRIDOR | 10SV02F007T | RDSV 1509-05462 |  | Active | ITEFM
| Dry Breeching Inlet 1 | Dry Breeching Inlet | Mechanical | Breeching Inlet | [5 empty] | NIE | NIE1 | L1 | NIE1 LINKWAY |  |  |  | Active | ITEFM
| Dry Breeching Inlet 2 | Dry Breeching Inlet | Mechanical | Breeching Inlet | [5 empty] | NIE | NIE1 | L1 | NIE1 LINKWAY |  |  |  | Active | ITEFM
| Dry Breeching Inlet 3 | Dry Breeching Inlet | Mechanical | Breeching Inlet | [5 empty] | NIE | NIE3B | L1 |  |  |  |  | Active | ITEFM
| DX CU 15-1 |  | FMD | IWS | [5 empty] | Connection One | Tower 1 | 15 | Wing B | RSX5KAY1 |  | Daikin | Active | ITEFM
| DX CU 15-2 |  | FMD | IWS | [5 empty] | Connection One | Tower 1 | 15 | Wing B | RSX5KAY1 |  | Daikin | Active | ITEFM
| DXCU 27-1 |  | FMD | IWS | [5 empty] | Connection One | Tower 1 | 27 | Wing B | RX12MY1 |  | Daikin | Active | ITEFM
| DXCU 27-2 |  | FMD | IWS | [5 empty] | Connection One | Tower 1 | 27 | Wing B | RX10MY1 |  | Daikin | Active | ITEFM
| DXCU 27-3 |  | FMD | IWS | [5 empty] | Connection One | Tower 1 | 27 | Wing B | RX10MY1 |  | Daikin | Active | ITEFM
| DX FCU 10-1 |  | FMD | IWS | [5 empty] | Connection One | Tower 1 | 10 | Wing B | FXM200LVE |  | Daikin | Active | ITEFM
| DX FCU 15-1 |  | FMD | IWS | [5 empty] | Connection One | Tower 1 | 15 | Wing B | FXS80LVE |  | Daikin | Active | ITEFM
| DX FCU 15-2 |  | FMD | IWS | [5 empty] | Connection One | Tower 1 | 15 | Wing B | FXS80LVE |  | Daikin | Active | ITEFM
| DXFCU 27-1A |  | FMD | IWS | [5 empty] | Connection One | Tower 1 | 27 | Wing B | FXF80L |  | Daikin | Active | ITEFM
| DXFCU 27-2A |  | FMD | IWS | [5 empty] | Connection One | Tower 1 | 27 | Wing B | FXF63L |  | Daikin | Active | ITEFM
| DXFCU 27-3A |  | FMD | IWS | [5 empty] | Connection One | Tower 1 | 27 | Wing B | FXF63L |  | Daikin | Active | ITEFM
| EAC-8-1 | Electronic Air Clener for Pantry | ACMV | Air Cleaner | [5 empty] | RMG | RSC | 8 | Pantry | Rydair DM900 |  |  | Active | ITEFM
| EAC-9-1 | Electronic Air Clener for Pantry | ACMV | Air Cleaner | [5 empty] | RMG | RSC | 9 | Pantry | Rydair DM900 |  |  | Active | ITEFM
| EAC-10-1 | Electronic Air Clener for Pantry | ACMV | Air Cleaner | [5 empty] | RMG | RSC | 10 | Pantry | Rydair DM900 |  |  | Active | ITEFM
| EAC-11-1 | Electronic Air Clener for Pantry | ACMV | Air Cleaner | [5 empty] | RMG | RSC | 11 | Pantry | Rydair DM900 |  |  | Active | ITEFM
| EAC-12-1 | Electronic Air Clener for Pantry | ACMV | Air Cleaner | [5 empty] | RMG | RSC | 12 | Pantry | Rydair DM900 |  |  | Active | ITEFM
| EAC-13-1 | Electronic Air Clener for Pantry | ACMV | Air Cleaner | [5 empty] | RMG | RSC | 13 | Pantry | Rydair DM900 |  |  | Active | ITEFM
| EAC-16-1 | Electronic Air Clener for Pantry | ACMV | Air Cleaner | [5 empty] | RMG | RSC | 16 | Pantry | Rydair DM900 |  |  | Active | ITEFM
| EAC-17-1 | Electronic Air Clener for Pantry | ACMV | Air Cleaner | [5 empty] | RMG | RSC | 17 | Pantry | Rydair DM900 |  |  | Active | ITEFM
| EAC-18-1 | Electronic Air Clener for Pantry | ACMV | Air Cleaner | [5 empty] | RMG | RSC | 18 | Pantry | Rydair DM900 |  |  | Active | ITEFM
| EAC-19-1 | Electronic Air Clener for Pantry | ACMV | Air Cleaner | [5 empty] | RMG | RSC | 19 | Pantry | Rydair DM900 |  |  | Active | ITEFM
| EAC-19-2 | Electronic Air Clener for Pantry | ACMV | Air Cleaner | [5 empty] | RMG | RSC | 19 | Pantry | Rydair DM900 |  |  | Active | ITEFM
| EAC-20-1 | Electronic Air Clener for Pantry | ACMV | Air Cleaner | [5 empty] | RMG | RSC | 20 | Pantry | Rydair DM900 |  |  | Active | ITEFM
| EAC-21-1 | Electronic Air Clener for Pantry | ACMV | Air Cleaner | [5 empty] | RMG | RSC | 21 | Pantry | Rydair DM900 |  |  | Active | ITEFM
| EAC-22-1 | Electronic Air Clener for Pantry | ACMV | Air Cleaner | [5 empty] | RMG | RSC | 22 | Pantry | Rydair DM900 |  |  | Active | ITEFM
| EAC-22-2 | Electronic Air Clener for Pantry | ACMV | Air Cleaner | [5 empty] | RMG | RSC | 22 | Pantry | Rydair DM900 |  |  | Active | ITEFM
| EAC-23-1 | Electronic Air Clener for Pantry | ACMV | Air Cleaner | [5 empty] | RMG | RSC | 23 | Pantry | Rydair DM900 |  |  | Active | ITEFM
| EAF-L1-01 A&B |  | ACMV | Exhaust Air Fan | [5 empty] | CEPO | Main East | Level 1 | Open Office Area | AND 560/12-12/4AL-30 |  |  | Active | ITEFM
| EAF-L1-02 A&B |  | ACMV | Exhaust Air Fan | [5 empty] | CEPO | Main West | Level 1 | Open Office Area | AND 560/9-9/4AL-30 |  |  | Active | ITEFM
| EAF-L1-03 |  | ACMV | Exhaust Air Fan | [5 empty] | CEPO | Main East | Level 1 | Boot Store | AND 560/12-12/4AL-30 |  |  | Active | ITEFM
| EAF-L1-05 |  | ACMV | Exhaust Air Fan | [5 empty] | CEPO | Main East | Level 1 | T5 Kitchen | RS315 |  |  | Active | ITEFM
| EAF-L1-06 |  | ACMV | Exhaust Air Fan | [5 empty] | CEPO | Main East | Level 1 | pantry | RS315L |  |  | Active | ITEFM
| EAF-L1-07 |  | ACMV | Exhaust Air Fan | [5 empty] | CEPO | Main Central | Level 1 | Pantry | AND 560/12-12/4AL-25 |  |  | Active | ITEFM
| EAF-L1-08 |  | ACMV | Exhaust Air Fan | [5 empty] | CEPO | Main West | Level 1 | Pantry | RS315L |  |  | Active | ITEFM
| EAF-L1-09 |  | ACMV | Exhaust Air Fan | [5 empty] | CEPO | Main West | Level 1 | Boot Store | RS315L |  |  | Active | ITEFM
| EAF-L1-10 |  | ACMV | Exhaust Air Fan | [5 empty] | CEPO | Main East | Level 1 | T5 Café | AND 630/9-9/4AL-26.5 |  |  | Active | ITEFM
| EAF-L2-01 A&B |  | ACMV | Exhaust Air Fan | [5 empty] | CEPO | Main West | Level 2 | Open Office Area | AND 560/12-12/4AL-30 |  |  | Active | ITEFM
| EAF-L2-03 |  | ACMV | Exhaust Air Fan | [5 empty] | CEPO | Main West | Level 2 | Boot Store | AND 710/9-9/4AL-26.5 |  |  | Active | ITEFM
| EAF-L2-04 |  | ACMV | Exhaust Air Fan | [5 empty] | CEPO | Main West | Level 2 | Staff Lounge | UNO 67-450-4DW |  |  | Active | ITEFM
| EAF-L2-05 |  | ACMV | Exhaust Air Fan | [5 empty] | CEPO | Main Central | Level 2 | Pantry | RS315L |  |  | Active | ITEFM
| EAF-L2-06 |  | ACMV | Exhaust Air Fan | [5 empty] | CEPO | Main East | Level 2 | Pantry | AND 560/12-12/4AL-25 |  |  | Active | ITEFM
| EAF-L2-08 |  | ACMV | Exhaust Air Fan | [5 empty] | CEPO | Main East | Level 2 | Open Office Area | RS315L |  |  | Active | ITEFM
| EAF-L3-01 |  | ACMV | Exhaust Air Fan | [5 empty] | CEPO | Main Central | Level 3 | Pantry | RS200L |  |  | Active | ITEFM
| EAF-L3-02 |  | ACMV | Exhaust Air Fan | [5 empty] | CEPO | Main Central | Level 3 | Discussion Area | RS100L |  |  | Active | ITEFM
| EAFC-B1-F&B-1-1 | Electronic Air Cleaner serve B1 Stall 1 | ACMV | Air Cleaner | [5 empty] | RMG | RSC | B1 | Unit #B1-01 | Rydair RY7500A |  |  | Active | ISMM
| EAFC-B1-F&B-2-1 | Electronic Air Cleaner serve B1 Stall 2 | ACMV | Air Cleaner | [5 empty] | RMG | RSC | B1 | Unit #B1-01 | Rydair RY7500A |  |  | Active | ITEFM
| EAFC-B1-F&B-3-1 | Electronic Air Cleaner serve B1 Stall 3 | ACMV | Air Cleaner | [5 empty] | RMG | RSC | B1 | Unit #B1-01 | Rydair RY7500A |  |  | Active | ITEFM
| EAFC-B1-F&B-4-1 | Electronic Air Cleaner serve B1 Stall 4 | ACMV | Air Cleaner | [5 empty] | RMG | RSC | B1 | Unit #B1-01 | Rydair RY7500A |  |  | Active | ITEFM
| EAFC-B1-F&B-5-1 | Electronic Air Cleaner serve B1 Stall 5 | ACMV | Air Cleaner | [5 empty] | RMG | RSC | B1 | Unit #B1-01 | Rydair RY7500A |  |  | Active | ITEFM
| EAFC-B1-F&B-6-1 | Electronic Air Cleaner serve B1 Stall 6 | ACMV | Air Cleaner | [5 empty] | RMG | RSC | B1 | Unit #B1-01 | Rydair RY7500A |  |  | Active | ITEFM
| EAFC-B1-F&B-7-1 | Electronic Air Cleaner serve B1 Stall 7 | ACMV | Air Cleaner | [5 empty] | RMG | RSC | B1 | Unit #B1-01 | Rydair RY7500A |  |  | Active | ITEFM
| EAFC-B1-F&B-8-1 | Electronic Air Cleaner serve B1 Stall 8 | ACMV | Air Cleaner | [5 empty] | RMG | RSC | B1 | Unit #B1-01 | Rydair RY7500A |  |  | Active | ITEFM
| EAFC-B1-F&B-9-1 | Electronic Air Cleaner serve B1 Stall 9 | ACMV | Air Cleaner | [5 empty] | RMG | RSC | B1 | Unit #B1-01 | Rydair RY7500A |  |  | Active | ITEFM
| EAFC-B1-F&B-10-1 | Electronic Air Cleaner serve B1 Stall 10 | ACMV | Air Cleaner | [5 empty] | RMG | RSC | B1 | Unit #B1-01 | Rydair RY7500A |  |  | Active | ITEFM
| EDB-1-L1E |  | Electrical | Sub MSB | [5 empty] | CEPO | Main West | Level 1 | ELV Switch Room | EDB-1-L1E |  |  | Active | ITEFM
| EDB-1-L2E |  | Electrical | Sub MSB | [5 empty] | CEPO | Main Central | Level 1 | Reception | EDB-1-L2E |  |  | Active | ITEFM
| EDB-1-L3E |  | Electrical | Sub MSB | [5 empty] | CEPO | Main East | Level 1 | Corridor East | EDB-1-L3E |  |  | Active | ISMM
| EDB-1-M1E |  | Electrical | Sub MSB | [5 empty] | CEPO | Main West | Level 1 | Meeting Room Conference 2 | EDB-1-M1E |  |  | Active | ITEFM
| EDB-1-M2E |  | Electrical | Sub MSB | [5 empty] | CEPO | Main West | Level 1 | Meeting Room Conference 1 | EDB-1-M2E |  |  | Active | ITEFM
| EDB-1-M3E |  | Electrical | Sub MSB | [5 empty] | CEPO | Main East | Level 1 | Meeting Room Inspire 5 | EDB-1-M3E |  |  | Active | ITEFM
| EDB-1-M4E |  | Electrical | Sub MSB | [5 empty] | CEPO | Main East | Level 1 | Meeting Room Inspire 6 | EDB-1-M4E |  |  | Active | ITEFM
| EDB-1-M5E |  | Electrical | Sub MSB | [5 empty] | CEPO | Main East | Level 1 | Meeting Room Inspire 7 | EDB-1-M5E |  |  | Active | ITEFM
| EDB-1-P1E |  | Electrical | Sub MSB | [5 empty] | CEPO | Main West | Level 1 | ELV Switch Room | EDB-1-P1E |  |  | Active | ITEFM
| EDB-1-P2E |  | Electrical | Sub MSB | [5 empty] | CEPO | Main Central | Level 1 | Reception | EDB-1-P2E |  |  | Active | ITEFM
| EDB-2-L1E |  | Electrical | Sub MSB | [5 empty] | CEPO | Main West | Level 2 | Corridor West | EDB-2-L1E |  |  | Active | ITEFM
| EDB-2-L2E |  | Electrical | Sub MSB | [5 empty] | CEPO | Main West | Level 2 | Staircase 4 | EDB-2-L2E |  |  | Active | ITEFM
| EDB-2-L3E |  | Electrical | Sub MSB | [5 empty] | CEPO | Main East | Level 2 | Corridor East | EDB-2-L3E |  |  | Active | ITEFM
| EDB-2-L4E |  | Electrical | Sub MSB | [5 empty] | CEPO | Main East | Level 2 | Corporate Room Office | EDB-2-L4E |  |  | Active | ITEFM
| EDB-2-M1E |  | Electrical | Sub MSB | [5 empty] | CEPO | Main West | Level 2 | Meeting Room Board Room | EDB-2-M1E |  |  | Active | ITEFM
| EDB-2-M2E |  | Electrical | Sub MSB | [5 empty] | CEPO | Main East | Level 2 | Meeting Room Excel 3 | EDB-2-M2E |  |  | Active | ITEFM
| EDB-2-M3E |  | Electrical | Sub MSB | [5 empty] | CEPO | Main East | Level 2 | Meeting Room Situation 2 | EDB-2-M3E |  |  | Active | ITEFM
| EDB-2-M4E |  | Electrical | Sub MSB | [5 empty] | CEPO | Main Central | Level 2 |  | EDB-2-M4E |  |  | Active | ITEFM
| EDB-2-P1E |  | Electrical | Sub MSB | [5 empty] | CEPO | Main West | Level 2 | Corridor West | EDB-2-P1E |  |  | Active | ITEFM
| EDB-2-P2E |  | Electrical | Sub MSB | [5 empty] | CEPO | Main West | Level 2 | Staircase 4 | EDB-2-P2E |  |  | Active | ITEFM
| EDB-3-L1E |  | Electrical | Sub MSB | [5 empty] | CEPO | Main Central | Level 3 | Corridor Central | EDB-3-L1E |  |  | Active | ITEFM
| EDB-3-P1E |  | Electrical | Sub MSB | [5 empty] | CEPO | Main Central | Level 3 | Corridor Central | EDB-3-P1E |  |  | Active | ITEFM
| EDB-EJP |  | Electrical | Sub MSB | [5 empty] | CEPO | Main Compound | Others | Ejector Room | EDB-EJP |  |  | Active | ITEFM
| EDB-FCC |  | Electrical | Sub MSB | [5 empty] | CEPO | Main West | Level 1 | FCC | EDB-FCC |  |  | Active | ITEFM
| EDB-GH |  | Electrical | Sub MSB | [5 empty] | CEPO | Main Entrance | Level 1 | Guard House | EDB-GH |  |  | Active | ITEFM
| EDB-MDF1/MDF2/MDF3 |  | Electrical | Sub MSB | [5 empty] | CEPO | Main West | Level 1 | MDF Room | EDB-MDF1/MDF2/MDF3 |  |  | Active | ITEFM
| EDB-PDU-1A/1B/2A/2B |  | Electrical | Sub MSB | [5 empty] | CEPO | Main West | Level 1 | Server Room | EDB-PDU-1A/1B/2A/2B |  |  | Active | ITEFM
| EDB-PDU-3A/3B/4A/4B |  | Electrical | Sub MSB | [5 empty] | CEPO | Main West | Level 1 | Network Room | EDB-PDU-3A/3B/4A/4B |  |  | Active | ITEFM
| EDB-PL1 |  | Electrical | Sub MSB | [5 empty] | CEPO | Main Central | Level 1 |  | EDB-PL1 |  |  | Active | ITEFM
| Ejector Pump No. 1 | Ejector Pump | Mechanical | Pump | [5 empty] | NIE | NIE1 | B1 | NIE1-B1-ME5 EJECTOR PUMP ROOM | RW4030DJ |  |  | Active | ITEFM
| Ejector Pump No. 2 | Ejector Pump | Mechanical | Pump | [5 empty] | NIE | NIE1 | B1 | NIE1-B1-ME5 EJECTOR PUMP ROOM | RW4030DJ |  |  | Active | ITEFM
| Emerg Main switchboard 2-1 | Emerg Main switchboard | Electrical System | Emergency Lighting | [5 empty] | NIE |  |  |  | nil | nil |  | Active | ISMM
| Emerg Main switchboard 2-2 | Emerg Main switchboard | Electrical | Switchboard | [5 empty] | NIE | NIE2 |  |  | nil | nil |  | Active | ISMM
| Emerg Main switchboard 5-1 | Emerg Main switchboard | Electrical | Switchboard | [5 empty] | NIE |  |  |  | nil | nil |  | Active | ISMM
| Emerg Main switchboard 5-2 | Emerg Main switchboard | Electrical | Switchboard | [5 empty] | NIE |  |  |  | nil | nil |  | Active | ISMM
| Emerg Main switchboard 5-3 | Emerg Main switchboard | Electrical | Switchboard | [5 empty] | NIE |  |  |  | nil | nil |  | Active | ISMM
| Emerg Main switchboard 7-1 | Emerg Main switchboard | Electrical | Switchboard | [5 empty] | NIE |  |  |  | nil | nil |  | Active | ISMM
| ESB-1-1E |  | Electrical | Sub MSB | [5 empty] | CEPO | Main West | Level 1 | FCC | ESB-1-1E |  |  | Active | ITEFM
| ESB-2-1E |  | Electrical | Sub MSB | [5 empty] | CEPO | Main West | Level 2 | Corridor West | ESB-2-1E |  |  | Active | ITEFM
| ESB-3-1E |  | Electrical | Sub MSB | [5 empty] | CEPO | Main Central | Level 3 | Corridor Central | ESB-3-1E |  |  | Active | ITEFM
| ESB-3-AC1E |  | Electrical | Sub MSB | [5 empty] | CEPO | Main Central | Level 3 | Corridor Central | ESB-3-AC1E |  |  | Active | ITEFM
| ESB-3-AC2E |  | Electrical | Sub MSB | [5 empty] | CEPO | Main Central | Level 3 | Corridor Central | ESB-3-AC2E |  |  | Active | ITEFM
| ESB-SER-1A |  | Electrical | Sub MSB | [5 empty] | CEPO | Main West | Level 1 | Server Room | ESB-SER-1A |  |  | Active | ITEFM
| ESB-SER-1B |  | Electrical | Sub MSB | [5 empty] | CEPO | Main West | Level 1 | Server Room | ESB-SER-1B |  |  | Active | ITEFM
| ESB-SER-2A |  | Electrical | Sub MSB | [5 empty] | CEPO | Main West | Level 1 | Server Room | ESB-SER-2A |  |  | Active | ITEFM
| ESB-SER-2B |  | Electrical | Sub MSB | [5 empty] | CEPO | Main West | Level 1 | Server Room | ESB-SER-2B |  |  | Active | ITEFM
| ESC1 | Escalator 1 | Mechanical | Lift & Escalator | [5 empty] | RMG | RSC | All | RSC | Schindler |  |  | Active | ITEFM
| ESC2 | Escalator 2 | Mechanical | Lift & Escalator | [5 empty] | RMG | RSC | All | RSC | Schindler |  |  | Active | ITEFM
| ESC5 | Escalator 5 | Mechanical | Lift & Escalator | [5 empty] | RMG | RSC | All | RSC | Fujitec |  |  | Active | ITEFM
| ESC6 | Escalator 6 | Mechanical | Lift & Escalator | [5 empty] | RMG | RSC | All | RSC | Fujitec |  |  | Active | ITEFM
| ESC7 | Escalator 7 | Mechanical | Lift & Escalator | [5 empty] | RMG | RSC | All | RSC | Fujitec |  |  | Active | ITEFM
| ESC8 | Escalator 8 | Mechanical | Lift & Escalator | [5 empty] | RMG | RSC | All | RSC | Fujitec |  |  | Active | ITEFM
| ESC9 | Escalator 9 | Mechanical | Lift & Escalator | [5 empty] | RMG | RSC | All | RSC | Fujitec |  |  | Active | ITEFM
| ESC10 | Escalator 10 | Mechanical | Lift & Escalator | [5 empty] | RMG | RSC | All | RSC | Fujitec |  |  | Active | ITEFM
| FAF-L1-01 |  | ACMV | Exhaust Air Fan | [5 empty] | CEPO | Main East | Level 1 | Male toilet | UNO 67-450-4DW |  |  | Active | ITEFM
| FAF-L1-02 |  | ACMV | Exhaust Air Fan | [5 empty] | CEPO | Main East | Level 1 | Female toilet | UNO 67-450-4DW |  |  | Active | ITEFM
| FAF-L1-03 |  | ACMV | Exhaust Air Fan | [5 empty] | CEPO | Main West | Level 1 | Handicapped Toilet | UNO 67-450-4DW |  |  | Active | ITEFM
| FAF-L1-04 |  | ACMV | Exhaust Air Fan | [5 empty] | CEPO | Main West | Level 1 | Female Toilet | UNO 67-500-4-4DL |  |  | Active | ITEFM
| FAF-L1-05 |  | ACMV | Exhaust Air Fan | [5 empty] | CEPO | Main West | Level 1 | Meeting Room Conference 1 | AND 400/5/150-15 |  |  | Active | ITEFM
| FAF-L1-06 |  | ACMV | Exhaust Air Fan | [5 empty] | CEPO | Main West | Level 1 | Meeting Room Conference 1 | AND 560/10/150-15 |  |  | Active | ITEFM
| FAF-L1-07 |  | ACMV | Exhaust Air Fan | [5 empty] | CEPO | Main West | Level 1 | Meeting Room Conference 2 | AND 560/10/150-15 |  |  | Active | ITEFM
| FAF-L1-08 |  | ACMV | Exhaust Air Fan | [5 empty] | CEPO | Main West | Level 1 | Meeting Room Conference 2 | AND 560/10/150-15 |  |  | Active | ITEFM
| FAF-L1-09 |  | ACMV | Exhaust Air Fan | [5 empty] | CEPO | Main West | Level 1 | Corridor West | AND 560/10/150-15 |  |  | Active | ITEFM
| FAF-L1-10 |  | ACMV | Exhaust Air Fan | [5 empty] | CEPO | Main West | Level 1 | Corridor West | AND 630/9-9/4AL-21.5 |  |  | Active | ITEFM
| FAF-L1-11 |  | ACMV | Exhaust Air Fan | [5 empty] | CEPO | Main East | Level 1 | Corridor East | AND 710/7/250-10 |  |  | Active | ITEFM
| FAF-L1-12 |  | ACMV | Exhaust Air Fan | [5 empty] | CEPO | Main West | Level 1 | Corridor West | AND 630/9-9/4AL-21.5 |  |  | Active | ITEFM
| FAF-L1-13 |  | ACMV | Exhaust Air Fan | [5 empty] | CEPO | Main West | Level 1 | T5 Cafe | AND 710/9-9/4AL-20 |  |  | Active | ITEFM
| FAF-L1-14 |  | ACMV | Exhaust Air Fan | [5 empty] | CEPO | Main East | Level 1 | Contract Store | RS315L |  |  | Active | ITEFM
| FAF-L2-01 |  | ACMV | Exhaust Air Fan | [5 empty] | CEPO | Main East | Level 2 | Male Toilet | UNO 67-450-4DW |  |  | Active | ITEFM
| FAF-L2-02 |  | ACMV | Exhaust Air Fan | [5 empty] | CEPO | Main East | Level 2 | Female Toilet | UNO 67-450-4DW |  |  | Active | ITEFM
| FAF-L2-03 |  | ACMV | Exhaust Air Fan | [5 empty] | CEPO | Main West | Level 2 | Handicapped Toilet | UNO 67-450-4DW |  |  | Active | ITEFM
| FAF-L2-04 |  | ACMV | Exhaust Air Fan | [5 empty] | CEPO | Main West | Level 2 | Female toilet | UNO 67-500-4-4DL |  |  | Active | ITEFM
| FAF-L2-06 |  | ACMV | Exhaust Air Fan | [5 empty] | CEPO | Main West | Level 2 | Meeting Room Board Room | AND 560/9-9/4AL-20 |  |  | Active | ITEFM
| FAF-L2-07 |  | ACMV | Exhaust Air Fan | [5 empty] | CEPO | Main East | Level 2 | Meeting Room Situation 2 | AND 560/6-9/4AL-25 |  |  | Active | ITEFM
| FAF-L2-08 |  | ACMV | Exhaust Air Fan | [5 empty] | CEPO | Main East | Level 2 | Meeting Room Situation 3 | AND 560/9-9/4AL-20 |  |  | Active | ITEFM
| FAF-L2-09 |  | ACMV | Exhaust Air Fan | [5 empty] | CEPO | Main East | Level 2 | Corridor East | AND 710/7/250-10 |  |  | Active | ITEFM
| FAF-L2-10 |  | ACMV | Exhaust Air Fan | [5 empty] | CEPO | Main East | Level 2 | Corridor East | AND 560/12-12/4AL-20 |  |  | Active | ITEFM
| FAF-L2-11 |  | ACMV | Exhaust Air Fan | [5 empty] | CEPO | Main West | Level 2 | Corridor West | AND 710/7/250-10 |  |  | Active | ITEFM
| FAF-L2-12 |  | ACMV | Exhaust Air Fan | [5 empty] | CEPO | Main West | Level 2 | Corridor West | AND 630/9-9/4AL-21.5 |  |  | Active | ITEFM
| FAF-L2-13 |  | ACMV | Exhaust Air Fan | [5 empty] | CEPO | Main East | Level 2 | Training Room | AND 710/7/250-10 |  |  | Active | ITEFM
| FAF-L2-14 |  | ACMV | Exhaust Air Fan | [5 empty] | CEPO | Main East | Level 2 | Open Office Area | AND 560/6-12/4AL-20 |  |  | Active | ITEFM
| FAF-L3-01 |  | ACMV | Exhaust Air Fan | [5 empty] | CEPO | Main Central | Level 3 | Female toilet | RS200L |  |  | Active | ITEFM
| FAF-L3-02 |  | ACMV | Exhaust Air Fan | [5 empty] | CEPO | Main Central | Level 3 | Discussion Area | AND 560/7/250-10 |  |  | Active | ITEFM
| FAF-L3-04 |  | ACMV | Exhaust Air Fan | [5 empty] | CEPO | Main Central | Level 3 | Corridor Central | RS315L |  |  | Active | ITEFM
| FCU 1-1 |  | FMD | IWS | [5 empty] | Connection One | Tower 1 | 01 | Reception | FXM125 |  | Daikin | Active | ITEFM
| FCU 1-2 |  | FMD | IWS | [5 empty] | Connection One | Tower 1 | 01 | Reception | FMX125 |  | Daikin | Active | ITEFM
| FCU 1-3 |  | FMD | IWS | [5 empty] | Connection One | Tower 1 | 01 | Reception | FMX125 |  | Daikin | Active | ITEFM
| FCU 1-4 |  | FMD | IWS | [5 empty] | Connection One | Tower 1 | 01 | Reception | FXS80 |  | Daikin | Active | ITEFM
| FCU 1-5 |  | FMD | IWS | [5 empty] | Connection One | Tower 1 | 01 | Reception | FXS80 |  | Daikin | Active | ITEFM
| FCU 1-6 |  | FMD | IWS | [5 empty] | Connection One | Tower 1 | 01 | Teamwork Room | FXS63 |  | Daikin | Active | ITEFM
| FCU 1-7 |  | FMD | IWS | [5 empty] | Connection One | Tower 1 | 01 | Teamwork Room | FXS63 |  | Daikin | Active | ITEFM
| FCU 1-8 |  | FMD | IWS | [5 empty] | Connection One | Tower 1 | 01 | MR 1-1 | FXS32 |  | Daikin | Active | ITEFM
| FCU 1-9 |  | FMD | IWS | [5 empty] | Connection One | Tower 1 | 01 | MR 1-2 | FXS32 |  | Daikin | Active | ITEFM
| FCU 1-10 |  | FMD | IWS | [5 empty] | Connection One | Tower 1 | 01 | People Room | FXS32 |  | Daikin | Active | ITEFM
| FCU 1-11 |  | FMD | IWS | [5 empty] | Connection One | Tower 1 | 01 | People Room | FXS32 |  | Daikin | Active | ITEFM
| FCU 1-12 |  | FMD | IWS | [5 empty] | Connection One | Tower 1 | 01 | Filing Room | FXS25 |  | Daikin | Active | ISMM
| FCU 1/HQ/L1 | Fan Coiled Unit | ACMV | FCU | 2 | 2022-03-01 | 2021-02-04 | 2021-04-04 | 2023-04-05 | Test Site | HQ | Level 1 | 01 | P350P5222 | 011 | 23543586 | Active | ISMM
| FCU 1/HQ/L2 | Fan Coiled Unit | ACMV | FCU | [5 empty] | Test Site | HQ | Level 2 |  |  |  |  | Active | ISMM
| FCU 2-1 |  | FMD | IWS | [5 empty] | Connection One | Tower 1 | 02 | Mail Room | FS125 |  | Daikin | Active | ITEFM
| FCU 2-2 |  | FMD | IWS | [5 empty] | Connection One | Tower 1 | 02 | MR 2-3 | FS63 |  | Daikin | Active | ITEFM
| FCU 2-3 |  | FMD | IWS | [5 empty] | Connection One | Tower 1 | 02 | MR 2-3 | FS63 |  | Daikin | Active | ITEFM
| FCU 2-4 |  | FMD | IWS | [5 empty] | Connection One | Tower 1 | 02 | Mezzanine | FS63 |  | Daikin | Active | ITEFM
| FCU 2-5 |  | FMD | IWS | [5 empty] | Connection One | Tower 1 | 02 | Mezzanine | FS63 |  | Daikin | Active | ITEFM
| FCU 2-6 |  | FMD | IWS | [5 empty] | Connection One | Tower 1 | 02 | Courage Room | FS63 |  | Daikin | Active | ITEFM
| FCU 2-7 |  | FMD | IWS | [5 empty] | Connection One | Tower 1 | 02 | Courage Room | FS63 |  | Daikin | Active | ITEFM
| FCU 2-8 |  | FMD | IWS | [5 empty] | Connection One | Tower 1 | 02 | Courage Room | FS63 |  | Daikin | Active | ITEFM
| FCU 2-9 |  | FMD | IWS | [5 empty] | Connection One | Tower 1 | 02 | MR 2-1 | FXS40 |  | Daikin | Active | ITEFM
| FCU 2-10 |  | FMD | IWS | [5 empty] | Connection One | Tower 1 | 02 | CDR | FXS25 |  | Daikin | Active | ITEFM
| FCU 3-1 |  | FMD | IWS | [5 empty] | Connection One | Tower 4 | Collaboration Hub |  | MMD-AP0486BHP-E |  | Toshiba | Active | ITEFM
| FCU 3-2 |  | FMD | IWS | [5 empty] | Connection One | Tower 4 | Collaboration Hub |  | MMD-AP0486BHP-E |  | Toshiba | Active | ITEFM
| FCU 3-3 |  | FMD | IWS | [5 empty] | Connection One | Tower 4 | Collaboration Hub |  | MMD-AP0486BHP-E |  | Toshiba | Active | ITEFM
| FCU 3-4 |  | FMD | IWS | [5 empty] | Connection One | Tower 4 | Collaboration Hub |  | MMD-AP0486BHP-E |  | Toshiba | Active | ITEFM
| FCU 3-5 |  | FMD | IWS | [5 empty] | Connection One | Tower 4 | Collaboration Hub |  | MMD-AP0486BHP-E |  | Toshiba | Active | ITEFM
| FCU 3-6 |  | FMD | IWS | [5 empty] | Connection One | Tower 4 | Collaboration Hub |  | MMD-AP0486BHP-E |  | Toshiba | Active | ITEFM
| FCU 3-7 |  | FMD | IWS | [5 empty] | Connection One | Tower 4 | Collaboration Hub |  | MMD-AP0486BHP-E |  | Toshiba | Active | ITEFM
| FCU 5-1 |  | FMD | IWS | [5 empty] | Connection One | Tower 5 | 05 | Wing A | FXAQ63PVE |  | Daikin | Active | ITEFM
| FCU 5-2 |  | FMD | IWS | [5 empty] | Connection One | Tower 5 | 05 | Wing A | FXAQ63PVE |  | Daikin | Active | ITEFM
| FCU 5-3 |  | FMD | IWS | [5 empty] | Connection One | Tower 5 | 05 | Wing A | FXFQ125L |  | Daikin | Active | ITEFM
| FCU 5-4 |  | FMD | IWS | [5 empty] | Connection One | Tower 5 | 05 | Wing A | FXFQ125L |  | Daikin | Active | ITEFM
| FCU 10-2 |  | FMD | IWS | [5 empty] | Connection One | Tower 1 | 10 | Wing B | FTKS50GVMG |  | Daikin | Active | ITEFM
| FCU 10-3 |  | FMD | IWS | [5 empty] | Connection One | Tower 1 | 10 | Wing B | FTKS50GVMG |  | Daikin | Active | ITEFM
| FCU 15-3 |  | FMD | IWS | [5 empty] | Connection One | Tower 1 | 15 | Wing B | CU PU 180K2 |  | Daikin | Active | ITEFM
| FCU 27-5 |  | FMD | IWS | [5 empty] | Connection One | Tower 1 | 27 | Wing B | FXF125 |  | Daikin | Active | ITEFM
| FCU 27-6 |  | FMD | IWS | [5 empty] | Connection One | Tower 1 | 27 | Wing B | FXF125 |  | Daikin | Active | ITEFM
| FCU 27-7 |  | FMD | IWS | [5 empty] | Connection One | Tower 1 | 27 | Wing B | FXF125 |  | Daikin | Active | ITEFM
| FCU 27-8 |  | FMD | IWS | [5 empty] | Connection One | Tower 1 | 27 | Wing B | FXF125 |  | Daikin | Active | ITEFM
| FL12 | Fireman Lift 12 | Mechanical | Lift & Escalator | [5 empty] | RMG | RH | All | RH | Fujitec |  |  | Active | ITEFM
| FL13 | Fireman Lift 13 | Mechanical | Lift & Escalator | [5 empty] | RMG | RH | All | RH | Fujitec |  |  | Active | ITEFM
| FL21 | Fireman Lift 21 | Mechanical | Lift & Escalator | [5 empty] | RMG | RSC | All | RSC | Fujitec |  |  | Active | ITEFM
| FL22 | Fireman Lift 22 | Mechanical | Lift & Escalator | [5 empty] | RMG | RSC | All | RSC | Fujitec |  |  | Active | ITEFM
| FS-FE-001 | Fire Extinguisher | Fire Protection System | Fire Extinguishing System | [5 empty] | CEPO | Main Compound | Parking Area | Public Parking |  |  |  | Active | ITEFM
| FS-FE-002 | Fire Extinguisher | Fire Protection System | Fire Extinguishing System | [5 empty] | CEPO | Main Compound | Parking Area | Season Parking |  |  |  | Active | ITEFM
| FS-FE-003 | Fire Extinguisher | Fire Protection System | Fire Extinguishing System | [5 empty] | CEPO | Main East | Level 1 | Contract Store |  |  |  | Active | ITEFM
| FS-FE-004 | Fire Extinguisher | Fire Protection System | Fire Extinguishing System | [5 empty] | CEPO | Main East | Level 1 | Drawing Store |  |  |  | Active | ITEFM
| FS-FE-005 | Fire Extinguisher | Fire Protection System | Fire Extinguishing System | [5 empty] | CEPO | Main East | Level 1 | Boot Store |  |  |  | Active | ITEFM
| FS-FE-006 | Fire Extinguisher 9Kg | Fire Protection System | Fire Extinguishing System | [5 empty] | CEPO | Main East | Level 1 | T5 Café |  |  |  | Active | ITEFM
| FS-FE-007 | Fire Extinguisher | Fire Protection System | Fire Extinguishing System | [5 empty] | CEPO | Main East | Level 1 | T5 Café |  |  |  | Active | ITEFM
| FS-FE-008 | Fire Extinguisher | Fire Protection System | Fire Extinguishing System | [5 empty] | CEPO | Main East | Level 1 | T5 Kitchen |  |  |  | Active | ITEFM
| FS-FE-009 | Fire Extinguisher | Fire Protection System | Fire Extinguishing System | [5 empty] | CEPO | Main East | Level 1 | Meeting Room Inspire 5 |  |  |  | Active | ITEFM
| FS-FE-010 | Fire Extinguisher | Fire Protection System | Fire Extinguishing System | [5 empty] | CEPO | Main East | Level 1 | Open Office Area |  |  |  | Active | ITEFM
| FS-FE-011 | Fire Extinguisher | Fire Protection System | Fire Extinguishing System | [5 empty] | CEPO | Main East | Level 1 | Staircase 5 |  |  |  | Active | ITEFM
| FS-FE-012 | Fire Extinguisher | Fire Protection System | Fire Extinguishing System | [5 empty] | CEPO | Main East | Level 1 | Printer Room |  |  |  | Active | ITEFM
| FS-FE-013 | Fire Extinguisher | Fire Protection System | Fire Extinguishing System | [5 empty] | CEPO | Main Central | Level 1 | Lift Lobby |  |  |  | Active | ITEFM
| FS-FE-014 | Fire Extinguisher | Fire Protection System | Fire Extinguishing System | [5 empty] | CEPO | Main East | Level 2 | Gym |  |  |  | Active | ITEFM
| FS-FE-015 | Fire Extinguisher | Fire Protection System | Fire Extinguishing System | [5 empty] | CEPO | Main East | Level 2 | Training Room |  |  |  | Active | ITEFM
| FS-FE-016 | Fire Extinguisher | Fire Protection System | Fire Extinguishing System | [5 empty] | CEPO | Main East | Level 2 | Wellness Room |  |  |  | Active | ITEFM
| FS-FE-017 | Fire Extinguisher | Fire Protection System | Fire Extinguishing System | [5 empty] | CEPO | Main East | Level 2 | Corporate Room Office |  |  |  | Active | ITEFM
| FS-FE-018 | Fire Extinguisher | Fire Protection System | Fire Extinguishing System | [5 empty] | CEPO | Main East | Level 2 | Staircase 3 |  |  |  | Active | ITEFM
| FS-FE-019 | Fire Extinguisher | Fire Protection System | Fire Extinguishing System | [5 empty] | CEPO | Main East | Level 2 | Meeting Room Situation 3 |  |  |  | Active | ITEFM
| FS-FE-020 | Fire Extinguisher | Fire Protection System | Fire Extinguishing System | [5 empty] | CEPO | Main East | Level 2 | Meeting Room Situation 2 |  |  |  | Active | ITEFM
| FS-FE-021 | Fire Extinguisher | Fire Protection System | Fire Extinguishing System | [5 empty] | CEPO | Main East | Level 2 | Meeting Room Excel 6 |  |  |  | Active | ITEFM
| FS-FE-022 | Fire Extinguisher | Fire Protection System | Fire Extinguishing System | [5 empty] | CEPO | Main East | Level 2 | Open Office Area |  |  |  | Active | ITEFM
| FS-FE-023 | Fire Extinguisher | Fire Protection System | Fire Extinguishing System | [5 empty] | CEPO | Main East | Level 2 | Meeting Room Excel 2 |  |  |  | Active | ITEFM
| FS-FE-024 | Fire Extinguisher | Fire Protection System | Fire Extinguishing System | [5 empty] | CEPO | Main East | Level 2 | Printer Room 1 |  |  |  | Active | ITEFM
| FS-FE-025 | Fire Extinguisher | Fire Protection System | Fire Extinguishing System | [5 empty] | CEPO | Main East | Level 2 | Staircase 5 |  |  |  | Active | ITEFM
| FS-FE-026 | Fire Extinguisher | Fire Protection System | Fire Extinguishing System | [5 empty] | CEPO | Main Central | Level 3 | Male Toilet |  |  |  | Active | ITEFM
| FS-FE-027 | Fire Extinguisher | Fire Protection System | Fire Extinguishing System | [5 empty] | CEPO | Main Central | Level 3 | Discussion Area |  |  |  | Active | ITEFM
| FS-FE-028 | Fire Extinguisher | Fire Protection System | Fire Extinguishing System | [5 empty] | CEPO | Main West | Level 1 | Staircase 6 |  |  |  | Active | ITEFM
| FS-FE-029 | Fire Extinguisher | Fire Protection System | Fire Extinguishing System | [5 empty] | CEPO | Main West | Level 1 | Open Office Area |  |  |  | Active | ITEFM
| FS-FE-030 | Fire Extinguisher | Fire Protection System | Fire Extinguishing System | [5 empty] | CEPO | Main West | Level 1 | Meeting Room Conference 1 |  |  |  | Active | ITEFM
| FS-FE-031 | Fire Extinguisher | Fire Protection System | Fire Extinguishing System | [5 empty] | CEPO | Main West | Level 1 | Staircase 7 |  |  |  | Active | ITEFM
| FS-FE-032 | Fire Extinguisher 10Kg CO2 | Fire Protection System | Fire Extinguishing System | [5 empty] | CEPO | Main West | Level 1 | FCC |  |  |  | Active | ITEFM
| FS-FE-033 | Fire Extinguisher 10Kg CO2 | Fire Protection System | Fire Extinguishing System | [5 empty] | CEPO | Main West | Level 1 | ELV Switch Room |  |  |  | Active | ITEFM
| FS-FE-034 | Fire Extinguisher 10Kg CO2 | Fire Protection System | Fire Extinguishing System | [5 empty] | CEPO | Main West | Level 1 | MDF Room |  |  |  | Active | ITEFM
| FS-FE-035 | Fire Extinguisher 10Kg CO2 | Fire Protection System | Fire Extinguishing System | [5 empty] | CEPO | Main West | Level 1 | GenSet Room |  |  |  | Active | ITEFM
| FS-FE-036 | Fire Extinguisher | Fire Protection System | Fire Extinguishing System | [5 empty] | CEPO | Main West | Level 2 | Meeting Room Board Room |  |  |  | Active | ITEFM
| FS-FE-037 | Fire Extinguisher 4Kg | Fire Protection System | Fire Extinguishing System | [5 empty] | CEPO | Main Central | Level 2 | Server Room |  |  |  | Active | ITEFM
| FS-FE-038 | Fire Extinguisher | Fire Protection System | Fire Extinguishing System | [5 empty] | CEPO | Main West | Level 2 | Staircase 6 |  |  |  | Active | ITEFM
| FS-FE-039 | Fire Extinguisher | Fire Protection System | Fire Extinguishing System | [5 empty] | CEPO | Main West | Level 2 | Open Office Area |  |  |  | Active | ITEFM
| FS-FE-040 | Fire Extinguisher | Fire Protection System | Fire Extinguishing System | [5 empty] | CEPO | Main West | Level 2 | Contract Store |  |  |  | Active | ITEFM
| FS-FE-041 | Fire Extinguisher | Fire Protection System | Fire Extinguishing System | [5 empty] | CEPO | Main West | Level 2 | Boot Store |  |  |  | Active | ITEFM
| FS-FE-042 | Fire Extinguisher | Fire Protection System | Fire Extinguishing System | [5 empty] | CEPO | Main West | Level 2 | Admin Store |  |  |  | Active | ITEFM
| FS-FE-043 | Fire Extinguisher 10Kg CO2 | Fire Protection System | Fire Extinguishing System | [5 empty] | CEPO | Main West | Level 2 | Electrical Room |  |  |  | Active | ITEFM
| FS-FE-044 | Fire Extinguisher | Fire Protection System | Fire Extinguishing System | [5 empty] | CEPO | Main West | Level 2 | Staircase 7 |  |  |  | Active | ITEFM
| FS-FH-001 | Fire Hosereel 1-1 | Fire Protection System | Fire Hosereel | [5 empty] | CEPO | Main East | Level 1 | T5 Café |  |  |  | Active | ITEFM
| FS-FH-002 | Fire Hosereel 1-2 | Fire Protection System | Fire Hosereel | [5 empty] | CEPO | Main East | Level 1 | Drawing Store |  |  |  | Active | ITEFM
| FS-FH-003 | Fire Hosereel 1-3 | Fire Protection System | Fire Hosereel | [5 empty] | CEPO | Main East | Level 1 | Contract Store |  |  |  | Active | ITEFM
| FS-FH-004 | Fire Hosereel 1-4 | Fire Protection System | Fire Hosereel | [5 empty] | CEPO | Main East | Level 1 | T5 Kitchen |  |  |  | Active | ITEFM
| FS-FH-005 | Fire Hosereel 1-5 | Fire Protection System | Fire Hosereel | [5 empty] | CEPO | Main East | Level 1 | Staircase 2 |  |  |  | Active | ITEFM
| FS-FH-006 | Fire Hosereel 1-6 | Fire Protection System | Fire Hosereel | [5 empty] | CEPO | Main East | Level 1 | pantry |  |  |  | Active | ITEFM
| FS-FH-007 | Fire Hosereel 1-7 | Fire Protection System | Fire Hosereel | [5 empty] | CEPO | Main East | Level 1 | Staircase 5 |  |  |  | Active | ITEFM
| FS-FH-008 | Fire Hosereel 1-8 | Fire Protection System | Fire Hosereel | [5 empty] | CEPO | Main East | Level 1 | Server Room |  |  |  | Active | ITEFM
| FS-FH-009 | Fire Hosereel 1-9 | Fire Protection System | Fire Hosereel | [5 empty] | CEPO | Main West | Level 1 | Server Room |  |  |  | Active | ITEFM
| FS-FH-010 | Fire Hosereel 1-10 | Fire Protection System | Fire Hosereel | [5 empty] | CEPO | Main West | Level 1 | Staircase 6 |  |  |  | Active | ITEFM
| FS-FH-011 | Fire Hosereel 1-11 | Fire Protection System | Fire Hosereel | [5 empty] | CEPO | Main West | Level 1 | Meeting Room Conference 2 |  |  |  | Active | ITEFM
| FS-FH-012 | Fire Hosereel 1-12 | Fire Protection System | Fire Hosereel | [5 empty] | CEPO | Main West | Level 1 | Open Office Area |  |  |  | Active | ITEFM
| FS-FH-013 | Fire Hosereel 1-13 | Fire Protection System | Fire Hosereel | [5 empty] | CEPO | Main West | Level 1 | Staircase 7 |  |  |  | Active | ITEFM
| FS-FH-014 | Fire Hosereel 1-14 | Fire Protection System | Fire Hosereel | [5 empty] | CEPO | Main West | Level 1 | Staircase 8 |  |  |  | Active | ITEFM
| FS-FH-015 | Fire Hosereel 2-1 | Fire Protection System | Fire Hosereel | [5 empty] | CEPO | Main East | Level 2 | Corporate Room Office |  |  |  | Active | ITEFM
| FS-FH-016 | Fire Hosereel 2-2 | Fire Protection System | Fire Hosereel | [5 empty] | CEPO | Main East | Level 2 | Staff Lounge |  |  |  | Active | ITEFM
| FS-FH-017 | Fire Hosereel 2-3 | Fire Protection System | Fire Hosereel | [5 empty] | CEPO | Main East | Level 2 | Staircase 1 |  |  |  | Active | ITEFM
| FS-FH-018 | Fire Hosereel 2-4 | Fire Protection System | Fire Hosereel | [5 empty] | CEPO | Main East | Level 2 | Nursing Room |  |  |  | Active | ITEFM
| FS-FH-019 | Fire Hosereel 2-5 | Fire Protection System | Fire Hosereel | [5 empty] | CEPO | Main East | Level 2 | Open Office Area |  |  |  | Active | ITEFM
| FS-FH-020 | Fire Hosereel 2-6 | Fire Protection System | Fire Hosereel | [5 empty] | CEPO | Main East | Level 2 | Meeting Room Situation 1 |  |  |  | Active | ITEFM
| FS-FH-021 | Fire Hosereel 2-7 | Fire Protection System | Fire Hosereel | [5 empty] | CEPO | Main East | Level 2 | Staircase 5 |  |  |  | Active | ITEFM
| FS-FH-022 | Fire Hosereel 2-8 | Fire Protection System | Fire Hosereel | [5 empty] | CEPO | Main Central | Level 2 | Server Room |  |  |  | Active | ITEFM
| FS-FH-023 | Fire Hosereel 2-9 | Fire Protection System | Fire Hosereel | [5 empty] | CEPO | Main Central | Level 2 | Server Room |  |  |  | Active | ITEFM
| FS-FH-024 | Fire Hosereel 2-10 | Fire Protection System | Fire Hosereel | [5 empty] | CEPO | Main West | Level 2 | Staircase 6 |  |  |  | Active | ITEFM
| FS-FH-025 | Fire Hosereel 2-11 | Fire Protection System | Fire Hosereel | [5 empty] | CEPO | Main West | Level 2 | Open Office Area |  |  |  | Active | ITEFM
| FS-FH-026 | Fire Hosereel 2-12 | Fire Protection System | Fire Hosereel | [5 empty] | CEPO | Main West | Level 2 | Admin Store |  |  |  | Active | ITEFM
| FS-FH-027 | Fire Hosereel 2-13 | Fire Protection System | Fire Hosereel | [5 empty] | CEPO | Main West | Level 2 | Staircase 7 |  |  |  | Active | ITEFM
| FS-FH-028 | Fire Hosereel 3-1 | Fire Protection System | Fire Hosereel | [5 empty] | CEPO | Main East | Level 3 | Staircase 3 |  |  |  | Active | ITEFM
| FS-FH-029 | Fire Hosereel 3-2 | Fire Protection System | Fire Hosereel | [5 empty] | CEPO | Main Central | Level 3 | Outdoor |  |  |  | Active | ITEFM
| FS-FH-030 | Fire Hosereel 3-3 | Fire Protection System | Fire Hosereel | [5 empty] | CEPO | Main West | Level 3 | Staircase 6 |  |  |  | Active | ITEFM
| FS-FH-031 | Fire Hosereel 3-4 | Fire Protection System | Fire Hosereel | [5 empty] | CEPO | Main West | Level 3 | Staircase 7 |  |  |  | Active | ITEFM
| FS-FY-001 | Fire Hydrant 1-7 | Fire Protection System | Fire Hydrant | [5 empty] | CEPO | Main Entrance | Level 1 | Old Guard House |  |  |  | Active | ITEFM
| FS-FY-002 | Fire Hydrant 2-7 | Fire Protection System | Fire Hydrant | [5 empty] | CEPO | Main Entrance | Level 1 | Guard House |  |  |  | Active | ITEFM
| FS-FY-003 | Fire Hydrant 3-7 | Fire Protection System | Fire Hydrant | [5 empty] | CEPO | Main Compound | Parking Area | Public Parking |  |  |  | Active | ITEFM
| FS-FY-004 | Fire Hydrant 4-7 | Fire Protection System | Fire Hydrant | [5 empty] | CEPO | Main Compound | Parking Area | Reception |  |  |  | Active | ITEFM
| FS-FY-005 | Fire Hydrant 5-7 | Fire Protection System | Fire Hydrant | [5 empty] | CEPO | Main West | Level 1 | FCC |  |  |  | Active | ITEFM
| FS-FY-006 | Fire Hydrant 6-7 | Fire Protection System | Fire Hydrant | [5 empty] | CEPO | Main Compound | Parking Area | Season Parking |  |  |  | Active | ITEFM
| FS-FY-007 | Fire Hydrant 7-7 | Fire Protection System | Fire Hydrant | [5 empty] | CEPO | Main Compound | Parking Area | Season Parking |  |  |  | Active | ITEFM
| FS-HD-001 | Heat Detectors | Fire Protection System | Heat Detectors | [5 empty] | CEPO | Main East | Level 1 | T5 Café |  |  |  | Active | ITEFM
| FS-HD-002 | Heat Detectors | Fire Protection System | Heat Detectors | [5 empty] | CEPO | Main East | Level 1 | pantry |  |  |  | Active | ITEFM
| FS-HD-003 | Heat Detectors | Fire Protection System | Heat Detectors | [5 empty] | CEPO | Main West | Level 1 | Staircase 8 |  |  |  | Active | ITEFM
| FS-HD-004 | Heat Detectors | Fire Protection System | Heat Detectors | [5 empty] | CEPO | Main West | Level 1 | Staircase 7 |  |  |  | Active | ITEFM
| FS-HD-005 | Heat Detectors | Fire Protection System | Heat Detectors | [5 empty] | CEPO | Main West | Level 1 | Staircase 6 |  |  |  | Active | ITEFM
| FS-HD-006 | Heat Detectors | Fire Protection System | Heat Detectors | [5 empty] | CEPO | Main East | Level 1 | Staircase 5 |  |  |  | Active | ITEFM
| FS-HD-007 | Heat Detectors | Fire Protection System | Heat Detectors | [5 empty] | CEPO | Main East | Level 1 | Staircase 4 |  |  |  | Active | ITEFM
| FS-HD-008 | Heat Detectors | Fire Protection System | Heat Detectors | [5 empty] | CEPO | Main East | Level 1 | Staircase 3 |  |  |  | Active | ITEFM
| FS-HD-009 | Heat Detectors | Fire Protection System | Heat Detectors | [5 empty] | CEPO | Main East | Level 1 | Staircase 2 |  |  |  | Active | ITEFM
| FS-HD-010 | Heat Detectors | Fire Protection System | Heat Detectors | [5 empty] | CEPO | Main East | Level 1 | Staircase 1 |  |  |  | Active | ITEFM
| FS-HD-011 | Heat Detectors | Fire Protection System | Heat Detectors | [5 empty] | CEPO | Main East | Level 1 | Staircase 9 |  |  |  | Active | ITEFM
| FS-HD-012 | Heat Detectors | Fire Protection System | Heat Detectors | [5 empty] | CEPO | Main West | Level 2 | Staircase 8 |  |  |  | Active | ITEFM
| FS-HD-013 | Heat Detectors | Fire Protection System | Heat Detectors | [5 empty] | CEPO | Main West | Level 2 | Staircase 7 |  |  |  | Active | ITEFM
| FS-HD-014 | Heat Detectors | Fire Protection System | Heat Detectors | [5 empty] | CEPO | Main West | Level 2 | Staircase 6 |  |  |  | Active | ITEFM
| FS-HD-015 | Heat Detectors | Fire Protection System | Heat Detectors | [5 empty] | CEPO | Main East | Level 2 | Staircase 5 |  |  |  | Active | ITEFM
| FS-HD-016 | Heat Detectors | Fire Protection System | Heat Detectors | [5 empty] | CEPO | Main East | Level 2 | Staircase 4 |  |  |  | Active | ITEFM
| FS-HD-017 | Heat Detectors | Fire Protection System | Heat Detectors | [5 empty] | CEPO | Main East | Level 2 | Staircase 3 |  |  |  | Active | ITEFM
| FS-HD-018 | Heat Detectors | Fire Protection System | Heat Detectors | [5 empty] | CEPO | Main East | Level 2 | Staircase 2 |  |  |  | Active | ITEFM
| FS-HD-019 | Heat Detectors | Fire Protection System | Heat Detectors | [5 empty] | CEPO | Main East | Level 2 | Staircase 1 |  |  |  | Active | ITEFM
| FS-HD-020 | Heat Detectors | Fire Protection System | Heat Detectors | [5 empty] | CEPO | Main East | Level 2 | Staircase 9 |  |  |  | Active | ITEFM
| FS-HD-021 | Heat Detectors | Fire Protection System | Heat Detectors | [5 empty] | CEPO | Main East | Level 3 | Staircase 5 |  |  |  | Active | ITEFM
| FS-HD-022 | Heat Detectors | Fire Protection System | Heat Detectors | [5 empty] | CEPO | Main East | Level 3 | Staircase 3 |  |  |  | Active | ITEFM
| FS-HD-023 | Heat Detectors | Fire Protection System | Heat Detectors | [5 empty] | CEPO | Main East | Level 1 | Handicapped toilet |  |  |  | Active | ITEFM
| FS-HD-024 | Heat Detectors | Fire Protection System | Heat Detectors | [5 empty] | CEPO | Main East | Level 1 | Male toilet |  |  |  | Active | ITEFM
| FS-HD-025 | Heat Detectors | Fire Protection System | Heat Detectors | [5 empty] | CEPO | Main East | Level 1 | Female toilet |  |  |  | Active | ITEFM
| FS-HD-026 | Heat Detectors | Fire Protection System | Heat Detectors | [5 empty] | CEPO | Main East | Level 1 | Boot Store |  |  |  | Active | ITEFM
| FS-HD-027 | Heat Detectors | Fire Protection System | Heat Detectors | [5 empty] | CEPO | Main West | Level 1 | Meeting Room Conference 2 |  |  |  | Active | ITEFM
| FS-HD-028 | Heat Detectors | Fire Protection System | Heat Detectors | [5 empty] | CEPO | Main Central | Level 1 | Server Room |  |  |  | Active | ITEFM
| FS-HD-029 | Heat Detectors | Fire Protection System | Heat Detectors | [5 empty] | CEPO | Main West | Level 1 | Boot Store |  |  |  | Active | ITEFM
| FS-HD-030 | Heat Detectors | Fire Protection System | Heat Detectors | [5 empty] | CEPO | Main West | Level 1 | Female Toilet |  |  |  | Active | ITEFM
| FS-HD-031 | Heat Detectors | Fire Protection System | Heat Detectors | [5 empty] | CEPO | Main West | Level 1 | Male Toilet |  |  |  | Active | ITEFM
| FS-HD-032 | Heat Detectors | Fire Protection System | Heat Detectors | [5 empty] | CEPO | Main West | Level 1 | Handicapped Toilet |  |  |  | Active | ITEFM
| FS-HD-033 | Heat Detectors | Fire Protection System | Heat Detectors | [5 empty] | CEPO | Main West | Level 1 | Hosereel Pump Room |  |  |  | Active | ITEFM
| FS-HD-034 | Heat Detectors | Fire Protection System | Heat Detectors | [5 empty] | CEPO | Main West | Level 1 | MDF Room |  |  |  | Active | ITEFM
| FS-HD-035 | Heat Detectors | Fire Protection System | Heat Detectors | [5 empty] | CEPO | Main West | Level 1 | GenSet Room |  |  |  | Active | ITEFM
| FS-HD-036 | Heat Detectors | Fire Protection System | Heat Detectors | [5 empty] | CEPO | Main East | Level 2 | Staff Lounge |  |  |  | Active | ITEFM
| FS-HD-037 | Heat Detectors | Fire Protection System | Heat Detectors | [5 empty] | CEPO | Main East | Level 2 | Handicapped toilet |  |  |  | Active | ITEFM
| FS-HD-038 | Heat Detectors | Fire Protection System | Heat Detectors | [5 empty] | CEPO | Main East | Level 2 | Female Toilet |  |  |  | Active | ITEFM
| FS-HD-039 | Heat Detectors | Fire Protection System | Heat Detectors | [5 empty] | CEPO | Main East | Level 2 | Male Toilet |  |  |  | Active | ITEFM
| FS-HD-040 | Heat Detectors | Fire Protection System | Heat Detectors | [5 empty] | CEPO | Main Central | Level 2 | Server Room |  |  |  | Active | ITEFM
| FS-HD-041 | Heat Detectors | Fire Protection System | Heat Detectors | [5 empty] | CEPO | Main West | Level 2 | Boot Store |  |  |  | Active | ITEFM
| FS-HD-042 | Heat Detectors | Fire Protection System | Heat Detectors | [5 empty] | CEPO | Main West | Level 2 | Handicapped Toilet |  |  |  | Active | ITEFM
| FS-HD-043 | Heat Detectors | Fire Protection System | Heat Detectors | [5 empty] | CEPO | Main West | Level 2 | Male Toilet |  |  |  | Active | ITEFM
| FS-HD-044 | Heat Detectors | Fire Protection System | Heat Detectors | [5 empty] | CEPO | Main West | Level 2 | Female toilet |  |  |  | Active | ITEFM
| FS-HD-045 | Heat Detectors | Fire Protection System | Heat Detectors | [5 empty] | CEPO | Main Central | Level 3 | Male Toilet |  |  |  | Active | ITEFM
| FS-HD-046 | Heat Detectors | Fire Protection System | Heat Detectors | [5 empty] | CEPO | Main Central | Level 3 | Female toilet |  |  |  | Active | ITEFM
| FS-HD-047 | Heat Detectors | Fire Protection System | Heat Detectors | [5 empty] | CEPO | Main Central | Level 3 | Corridor Central |  |  |  | Active | ITEFM
| FS-PS-001 | Hosereel Pump | Fire Protection System | Pump | [5 empty] | CEPO | Main West | Level 1 | Hosereel Pump Room |  |  |  | Active | ITEFM
| FS-PS-002 | Hydrant Pump | Fire Protection System | Pump | [5 empty] | CEPO | Main Compound | Others | Fire Hydrant Pumpset |  |  |  | Active | ITEFM
| FS-PS-003 | Jockey Pump | Fire Protection System | Pump | [5 empty] | CEPO | Main Compound | Others | Fire Hydrant Pumpset |  |  |  | Active | ITEFM
| FS-PS-004 | Domestic Water Pump | Fire Protection System | Pump | [5 empty] | CEPO | Main Compound | Others | Potable Water Storage Tank |  |  |  | Active | ITEFM
| FS-PS-005 | NeWater Pump | Fire Protection System | Pump | [5 empty] | CEPO | Main Compound | Others | Newater Storage Tank |  |  |  | Active | ITEFM
| FS-SD-001 | Smoke Detectors | Fire Protection System | Smoke Detectors | [5 empty] | CEPO | Main East | Level 1 | T5 Café |  |  |  | Active | ITEFM
| FS-SD-002 | Smoke Detectors | Fire Protection System | Smoke Detectors | [5 empty] | CEPO | Main East | Level 1 | pantry |  |  |  | Active | ITEFM
| FS-SD-003 | Smoke Detectors | Fire Protection System | Smoke Detectors | [5 empty] | CEPO | Main East | Level 1 | Meeting Room Inspire 1 |  |  |  | Active | ITEFM
| FS-SD-004 | Smoke Detectors | Fire Protection System | Smoke Detectors | [5 empty] | CEPO | Main East | Level 1 | Meeting Room Inspire 2 |  |  |  | Active | ITEFM
| FS-SD-005 | Smoke Detectors | Fire Protection System | Smoke Detectors | [5 empty] | CEPO | Main East | Level 1 | Meeting Room Inspire 3 |  |  |  | Active | ITEFM
| FS-SD-006 | Smoke Detectors | Fire Protection System | Smoke Detectors | [5 empty] | CEPO | Main East | Level 1 | Meeting Room Inspire 4 |  |  |  | Active | ITEFM
| FS-SD-007 | Smoke Detectors | Fire Protection System | Smoke Detectors | [5 empty] | CEPO | Main East | Level 1 | Meeting Room Inspire 5 |  |  |  | Active | ITEFM
| FS-SD-008 | Smoke Detectors | Fire Protection System | Smoke Detectors | [5 empty] | CEPO | Main East | Level 1 | Meeting Room Inspire 6 |  |  |  | Active | ITEFM
| FS-SD-009 | Smoke Detectors | Fire Protection System | Smoke Detectors | [5 empty] | CEPO | Main East | Level 1 | Meeting Room Inspire 7 |  |  |  | Active | ITEFM
| FS-SD-010 | Smoke Detectors | Fire Protection System | Smoke Detectors | [5 empty] | CEPO | Main East | Level 1 | Open Office Area |  |  |  | Active | ITEFM
| FS-SD-011 | Smoke Detectors | Fire Protection System | Smoke Detectors | [5 empty] | CEPO | Main East | Level 1 | Meeting Room Focus 4 |  |  |  | Active | ITEFM
| FS-SD-012 | Smoke Detectors | Fire Protection System | Smoke Detectors | [5 empty] | CEPO | Main East | Level 1 | Meeting Room Focus 5 |  |  |  | Active | ITEFM
| FS-SD-013 | Smoke Detectors | Fire Protection System | Smoke Detectors | [5 empty] | CEPO | Main East | Level 1 | Meeting Room Focus 6 |  |  |  | Active | ITEFM
| FS-SD-014 | Smoke Detectors | Fire Protection System | Smoke Detectors | [5 empty] | CEPO | Main West | Level 1 | Meeting Room Focus 1 |  |  |  | Active | ITEFM
| FS-SD-015 | Smoke Detectors | Fire Protection System | Smoke Detectors | [5 empty] | CEPO | Main East | Level 1 | Boot Store |  |  |  | Active | ITEFM
| FS-SD-016 | Smoke Detectors | Fire Protection System | Smoke Detectors | [5 empty] | CEPO | Main East | Level 1 | Drawing Store |  |  |  | Active | ITEFM
| FS-SD-017 | Smoke Detectors | Fire Protection System | Smoke Detectors | [5 empty] | CEPO | Main East | Level 1 | Contract Store |  |  |  | Active | ITEFM
| FS-SD-018 | Smoke Detectors | Fire Protection System | Smoke Detectors | [5 empty] | CEPO | Main Central | Level 1 | Reception |  |  |  | Active | ITEFM
| FS-SD-019 | Smoke Detectors | Fire Protection System | Smoke Detectors | [5 empty] | CEPO | Main East | Level 1 | Nursing room |  |  |  | Active | ITEFM
| FS-SD-020 | Smoke Detectors | Fire Protection System | Smoke Detectors | [5 empty] | CEPO | Main East | Level 1 | Printer Room |  |  |  | Active | ITEFM
| FS-SD-021 | Smoke Detectors | Fire Protection System | Smoke Detectors | [5 empty] | CEPO | Main East | Level 1 | Network Room |  |  |  | Active | ITEFM
| FS-SD-022 | Smoke Detectors | Fire Protection System | Smoke Detectors | [5 empty] | CEPO | Main East | Level 1 | Director Room 1 |  |  |  | Active | ITEFM
| FS-SD-023 | Smoke Detectors | Fire Protection System | Smoke Detectors | [5 empty] | CEPO | Main East | Level 1 | Director Room 2 |  |  |  | Active | ITEFM
| FS-SD-024 | Smoke Detectors | Fire Protection System | Smoke Detectors | [5 empty] | CEPO | Main East | Level 1 | Director Room 3 |  |  |  | Active | ITEFM
| FS-SD-025 | Smoke Detectors | Fire Protection System | Smoke Detectors | [5 empty] | CEPO | Main East | Level 1 | Director Room 4 |  |  |  | Active | ITEFM
| FS-SD-026 | Smoke Detectors | Fire Protection System | Smoke Detectors | [5 empty] | CEPO | Main Central | Level 1 | Pantry |  |  |  | Active | ITEFM
| FS-SD-027 | Smoke Detectors | Fire Protection System | Smoke Detectors | [5 empty] | CEPO | Main West | Level 1 | Network Room |  |  |  | Active | ITEFM
| FS-SD-028 | Smoke Detectors | Fire Protection System | Smoke Detectors | [5 empty] | CEPO | Main West | Level 1 | Meeting Room Conference 1 |  |  |  | Active | ITEFM
| FS-SD-029 | Smoke Detectors | Fire Protection System | Smoke Detectors | [5 empty] | CEPO | Main West | Level 1 | Meeting Room Conference 2 |  |  |  | Active | ITEFM
| FS-SD-030 | Smoke Detectors | Fire Protection System | Smoke Detectors | [5 empty] | CEPO | Main West | Level 1 | Meeting Room Focus 2 |  |  |  | Active | ITEFM
| FS-SD-031 | Smoke Detectors | Fire Protection System | Smoke Detectors | [5 empty] | CEPO | Main West | Level 1 | Meeting Room Focus 3 |  |  |  | Active | ITEFM
| FS-SD-032 | Smoke Detectors | Fire Protection System | Smoke Detectors | [5 empty] | CEPO | Main West | Level 1 | Director Room Fruit Store |  |  |  | Active | ITEFM
| FS-SD-033 | Smoke Detectors | Fire Protection System | Smoke Detectors | [5 empty] | CEPO | Main West | Level 1 | Director Room 5 |  |  |  | Active | ITEFM
| FS-SD-034 | Smoke Detectors | Fire Protection System | Smoke Detectors | [5 empty] | CEPO | Main West | Level 1 | Director Room 6 |  |  |  | Active | ITEFM
| FS-SD-035 | Smoke Detectors | Fire Protection System | Smoke Detectors | [5 empty] | CEPO | Main West | Level 1 | Director Room 7 |  |  |  | Active | ITEFM
| FS-SD-036 | Smoke Detectors | Fire Protection System | Smoke Detectors | [5 empty] | CEPO | Main West | Level 1 | Director Room 8 |  |  |  | Active | ITEFM
| FS-SD-037 | Smoke Detectors | Fire Protection System | Smoke Detectors | [5 empty] | CEPO | Main West | Level 1 | Director Room 9 |  |  |  | Active | ITEFM
| FS-SD-038 | Smoke Detectors | Fire Protection System | Smoke Detectors | [5 empty] | CEPO | Main West | Level 1 | Contractors Lobby Mail Room |  |  |  | Active | ITEFM
| FS-SD-039 | Smoke Detectors | Fire Protection System | Smoke Detectors | [5 empty] | CEPO | Main West | Level 1 | Meeting Room Synergy |  |  |  | Active | ITEFM
| FS-SD-040 | Smoke Detectors | Fire Protection System | Smoke Detectors | [5 empty] | CEPO | Main West | Level 1 | Office Store |  |  |  | Active | ITEFM
| FS-SD-041 | Smoke Detectors | Fire Protection System | Smoke Detectors | [5 empty] | CEPO | Main West | Level 1 | Printer Room |  |  |  | Active | ITEFM
| FS-SD-042 | Smoke Detectors | Fire Protection System | Smoke Detectors | [5 empty] | CEPO | Main West | Level 1 | Open Office Area |  |  |  | Active | ITEFM
| FS-SD-043 | Smoke Detectors | Fire Protection System | Smoke Detectors | [5 empty] | CEPO | Main West | Level 1 | Pantry |  |  |  | Active | ITEFM
| FS-SD-044 | Smoke Detectors | Fire Protection System | Smoke Detectors | [5 empty] | CEPO | Main West | Level 1 | Prayer Room (Female) |  |  |  | Active | ITEFM
| FS-SD-045 | Smoke Detectors | Fire Protection System | Smoke Detectors | [5 empty] | CEPO | Main West | Level 1 | Prayer Room (Male) |  |  |  | Active | ITEFM
| FS-SD-046 | Smoke Detectors | Fire Protection System | Smoke Detectors | [5 empty] | CEPO | Main West | Level 1 | Boot Store |  |  |  | Active | ITEFM
| FS-SD-047 | Smoke Detectors | Fire Protection System | Smoke Detectors | [5 empty] | CEPO | Main West | Level 1 | FCC |  |  |  | Active | ITEFM
| FS-SD-048 | Smoke Detectors | Fire Protection System | Smoke Detectors | [5 empty] | CEPO | Main West | Level 1 | MDF Room |  |  |  | Active | ITEFM
| FS-SD-049 | Smoke Detectors | Fire Protection System | Smoke Detectors | [5 empty] | CEPO | Main West | Level 1 | ELV Switch Room |  |  |  | Active | ITEFM
| FS-SD-050 | Smoke Detectors | Fire Protection System | Smoke Detectors | [5 empty] | CEPO | Main Central | Level 1 | Lift Lobby |  |  |  | Active | ITEFM
| FS-SD-051 | Smoke Detectors | Fire Protection System | Smoke Detectors | [5 empty] | CEPO | Main East | Level 2 | Meeting Room Excel 1 |  |  |  | Active | ITEFM
| FS-SD-052 | Smoke Detectors | Fire Protection System | Smoke Detectors | [5 empty] | CEPO | Main East | Level 2 | Meeting Room Excel 2 |  |  |  | Active | ITEFM
| FS-SD-053 | Smoke Detectors | Fire Protection System | Smoke Detectors | [5 empty] | CEPO | Main East | Level 2 | Meeting Room Excel 3 |  |  |  | Active | ITEFM
| FS-SD-054 | Smoke Detectors | Fire Protection System | Smoke Detectors | [5 empty] | CEPO | Main East | Level 2 | Meeting Room Excel 4 |  |  |  | Active | ITEFM
| FS-SD-055 | Smoke Detectors | Fire Protection System | Smoke Detectors | [5 empty] | CEPO | Main East | Level 2 | Meeting Room Excel 5 |  |  |  | Active | ITEFM
| FS-SD-056 | Smoke Detectors | Fire Protection System | Smoke Detectors | [5 empty] | CEPO | Main East | Level 2 | Meeting Room Excel 6 |  |  |  | Active | ITEFM
| FS-SD-057 | Smoke Detectors | Fire Protection System | Smoke Detectors | [5 empty] | CEPO | Main East | Level 2 | Meeting Room Situation 1 |  |  |  | Active | ITEFM
| FS-SD-058 | Smoke Detectors | Fire Protection System | Smoke Detectors | [5 empty] | CEPO | Main East | Level 2 | Meeting Room Situation 2 |  |  |  | Active | ITEFM
| FS-SD-059 | Smoke Detectors | Fire Protection System | Smoke Detectors | [5 empty] | CEPO | Main East | Level 2 | Meeting Room Situation 3 |  |  |  | Active | ITEFM
| FS-SD-060 | Smoke Detectors | Fire Protection System | Smoke Detectors | [5 empty] | CEPO | Main East | Level 2 | Staff Lounge |  |  |  | Active | ITEFM
| FS-SD-061 | Smoke Detectors | Fire Protection System | Smoke Detectors | [5 empty] | CEPO | Main East | Level 2 | Wellness Room |  |  |  | Active | ITEFM
| FS-SD-062 | Smoke Detectors | Fire Protection System | Smoke Detectors | [5 empty] | CEPO | Main East | Level 2 | Gym |  |  |  | Active | ITEFM
| FS-SD-063 | Smoke Detectors | Fire Protection System | Smoke Detectors | [5 empty] | CEPO | Main East | Level 2 | Training Room |  |  |  | Active | ITEFM
| FS-SD-064 | Smoke Detectors | Fire Protection System | Smoke Detectors | [5 empty] | CEPO | Main East | Level 2 | Corporate Room Office |  |  |  | Active | ITEFM
| FS-SD-065 | Smoke Detectors | Fire Protection System | Smoke Detectors | [5 empty] | CEPO | Main East | Level 2 | Corporate Room Meeting Room 1 |  |  |  | Active | ITEFM
| FS-SD-066 | Smoke Detectors | Fire Protection System | Smoke Detectors | [5 empty] | CEPO | Main East | Level 2 | Corporate Room Meeting Room 2 |  |  |  | Active | ITEFM
| FS-SD-067 | Smoke Detectors | Fire Protection System | Smoke Detectors | [5 empty] | CEPO | Main East | Level 2 | Corporate Room Meeting Room 3 |  |  |  | Active | ITEFM
| FS-SD-068 | Smoke Detectors | Fire Protection System | Smoke Detectors | [5 empty] | CEPO | Main East | Level 2 | Nursing Room |  |  |  | Active | ITEFM
| FS-SD-069 | Smoke Detectors | Fire Protection System | Smoke Detectors | [5 empty] | CEPO | Main East | Level 2 | Janitor Room |  |  |  | Active | ITEFM
| FS-SD-070 | Smoke Detectors | Fire Protection System | Smoke Detectors | [5 empty] | CEPO | Main East | Level 2 | Pantry |  |  |  | Active | ITEFM
| FS-SD-071 | Smoke Detectors | Fire Protection System | Smoke Detectors | [5 empty] | CEPO | Main East | Level 2 | Printer Room 1 |  |  |  | Active | ITEFM
| FS-SD-072 | Smoke Detectors | Fire Protection System | Smoke Detectors | [5 empty] | CEPO | Main East | Level 2 | Open Office Area |  |  |  | Active | ITEFM
| FS-SD-073 | Smoke Detectors | Fire Protection System | Smoke Detectors | [5 empty] | CEPO | Main East | Level 2 | Director Room 1 |  |  |  | Active | ITEFM
| FS-SD-074 | Smoke Detectors | Fire Protection System | Smoke Detectors | [5 empty] | CEPO | Main East | Level 2 | Director Room 2 |  |  |  | Active | ITEFM
| FS-SD-075 | Smoke Detectors | Fire Protection System | Smoke Detectors | [5 empty] | CEPO | Main East | Level 2 | Director Room 3 |  |  |  | Active | ITEFM
| FS-SD-076 | Smoke Detectors | Fire Protection System | Smoke Detectors | [5 empty] | CEPO | Main East | Level 2 | Director Room 4 |  |  |  | Active | ITEFM
| FS-SD-077 | Smoke Detectors | Fire Protection System | Smoke Detectors | [5 empty] | CEPO | Main East | Level 2 | Director Room 5 |  |  |  | Active | ITEFM
| FS-SD-078 | Smoke Detectors | Fire Protection System | Smoke Detectors | [5 empty] | CEPO | Main East | Level 2 | Director Room 6 |  |  |  | Active | ITEFM
| FS-SD-079 | Smoke Detectors | Fire Protection System | Smoke Detectors | [5 empty] | CEPO | Main East | Level 2 | Director Room 7 |  |  |  | Active | ITEFM
| FS-SD-080 | Smoke Detectors | Fire Protection System | Smoke Detectors | [5 empty] | CEPO | Main East | Level 2 | Director Room 8 |  |  |  | Active | ITEFM
| FS-SD-081 | Smoke Detectors | Fire Protection System | Smoke Detectors | [5 empty] | CEPO | Main East | Level 2 | Printer Room 2 |  |  |  | Active | ITEFM
| FS-SD-082 | Smoke Detectors | Fire Protection System | Smoke Detectors | [5 empty] | CEPO | Main East | Level 2 | Meeting Room Create 4 |  |  |  | Active | ITEFM
| FS-SD-083 | Smoke Detectors | Fire Protection System | Smoke Detectors | [5 empty] | CEPO | Main East | Level 2 | Meeting Room Create 5 |  |  |  | Active | ITEFM
| FS-SD-084 | Smoke Detectors | Fire Protection System | Smoke Detectors | [5 empty] | CEPO | Main East | Level 2 | Meeting Room Create 6 |  |  |  | Active | ITEFM
| FS-SD-085 | Smoke Detectors | Fire Protection System | Smoke Detectors | [5 empty] | CEPO | Main Central | Level 2 | Pantry |  |  |  | Active | ITEFM
| FS-SD-086 | Smoke Detectors | Fire Protection System | Smoke Detectors | [5 empty] | CEPO | Main West | Level 2 | Meeting Room Board Room |  |  |  | Active | ITEFM
| FS-SD-087 | Smoke Detectors | Fire Protection System | Smoke Detectors | [5 empty] | CEPO | Main West | Level 2 | Boot Store |  |  |  | Active | ITEFM
| FS-SD-088 | Smoke Detectors | Fire Protection System | Smoke Detectors | [5 empty] | CEPO | Main West | Level 2 | Admin Store |  |  |  | Active | ITEFM
| FS-SD-089 | Smoke Detectors | Fire Protection System | Smoke Detectors | [5 empty] | CEPO | Main West | Level 2 | Printer Room |  |  |  | Active | ITEFM
| FS-SD-090 | Smoke Detectors | Fire Protection System | Smoke Detectors | [5 empty] | CEPO | Main West | Level 2 | Open Office Area |  |  |  | Active | ITEFM
| FS-SD-091 | Smoke Detectors | Fire Protection System | Smoke Detectors | [5 empty] | CEPO | Main West | Level 2 | Pantry |  |  |  | Active | ITEFM
| FS-SD-092 | Smoke Detectors | Fire Protection System | Smoke Detectors | [5 empty] | CEPO | Main West | Level 2 | Office Store |  |  |  | Active | ITEFM
| FS-SD-093 | Smoke Detectors | Fire Protection System | Smoke Detectors | [5 empty] | CEPO | Main West | Level 2 | Electrical Room |  |  |  | Active | ITEFM
| FS-SD-094 | Smoke Detectors | Fire Protection System | Smoke Detectors | [5 empty] | CEPO | Main West | Level 2 | Prayer Room (Male) |  |  |  | Active | ITEFM
| FS-SD-095 | Smoke Detectors | Fire Protection System | Smoke Detectors | [5 empty] | CEPO | Main West | Level 2 | Prayer Room (Female) |  |  |  | Active | ITEFM
| FS-SD-096 | Smoke Detectors | Fire Protection System | Smoke Detectors | [5 empty] | CEPO | Main West | Level 2 | Director Room 1 |  |  |  | Active | ITEFM
| FS-SD-097 | Smoke Detectors | Fire Protection System | Smoke Detectors | [5 empty] | CEPO | Main West | Level 2 | Director Room 2 |  |  |  | Active | ITEFM
| FS-SD-098 | Smoke Detectors | Fire Protection System | Smoke Detectors | [5 empty] | CEPO | Main West | Level 2 | Director Room 3 |  |  |  | Active | ITEFM
| FS-SD-099 | Smoke Detectors | Fire Protection System | Smoke Detectors | [5 empty] | CEPO | Main West | Level 2 | Director Room 4 |  |  |  | Active | ITEFM
| FS-SD-100 | Smoke Detectors | Fire Protection System | Smoke Detectors | [5 empty] | CEPO | Main West | Level 2 | Director Room 5 |  |  |  | Active | ITEFM
| FS-SD-101 | Smoke Detectors | Fire Protection System | Smoke Detectors | [5 empty] | CEPO | Main West | Level 2 | Meeting Room Create 1 |  |  |  | Active | ITEFM
| FS-SD-102 | Smoke Detectors | Fire Protection System | Smoke Detectors | [5 empty] | CEPO | Main West | Level 2 | Meeting Room Create 2 |  |  |  | Active | ITEFM
| FS-SD-103 | Smoke Detectors | Fire Protection System | Smoke Detectors | [5 empty] | CEPO | Main West | Level 2 | Meeting Room Create 3 |  |  |  | Active | ITEFM
| FS-SD-104 | Smoke Detectors | Fire Protection System | Smoke Detectors | [5 empty] | CEPO | Main West | Level 2 | Director Room 6 |  |  |  | Active | ITEFM
| FS-SD-105 | Smoke Detectors | Fire Protection System | Smoke Detectors | [5 empty] | CEPO | Main West | Level 2 | Director Room 7 |  |  |  | Active | ITEFM
| FS-SD-106 | Smoke Detectors | Fire Protection System | Smoke Detectors | [5 empty] | CEPO | Main Central | Level 3 | Hot Desk (Workstation) |  |  |  | Active | ITEFM
| FS-SD-107 | Smoke Detectors | Fire Protection System | Smoke Detectors | [5 empty] | CEPO | Main Central | Level 3 | Chairman Room |  |  |  | Active | ITEFM
| FS-SD-108 | Smoke Detectors | Fire Protection System | Smoke Detectors | [5 empty] | CEPO | Main Central | Level 3 | Pantry |  |  |  | Active | ITEFM
| FS-SD-109 | Smoke Detectors | Fire Protection System | Smoke Detectors | [5 empty] | CEPO | Main Central | Level 3 | Discussion Area |  |  |  | Active | ITEFM
| FS-SD-110 | Smoke Detectors | Fire Protection System | Smoke Detectors | [5 empty] | CEPO | Main Central | Level 3 | Exhibition Area |  |  |  | Active | ITEFM
| Generator 1-1 | Generator | Electrical | Generator | [5 empty] | NIE |  |  |  | P350P5 | FGWPES21CCDH01136 |  | Active | ISMM
| Generator 1-1222 |  | Fire | Self Contained Breathing Apparatus | [5 empty] | Test Site | [6 empty] | Active | ISMM
| Generator 2-1 | Generator | Electrical | Generator | [5 empty] | NIE |  |  |  | nil | nil |  | Active | ISMM
| Generator 5-2 | Generator | Electrical | Generator | [5 empty] | NIE |  |  |  | nil | nil |  | Active | ISMM
| Generator 7-1 | Generator | Electrical | Generator | [5 empty] | NIE |  |  |  | nil | nil |  | Active | ISMM
| Generator_test_01 | STANDBY GENERATOR SYSTEM | Electrical | Generator | [5 empty] | Test Site | HQ | Level 1 | 01 |  |  |  | Active | ISMM
| Generator_test_02 | STANDBY GENERATOR SYSTEM | Electrical | Generator | [5 empty] | Test Site | HQ | [5 empty] | Active | ISMM
| Gondola system | Gondola System | Mechanical | Gondola | [5 empty] | NIE | NIE4 | ROOF | NIE4 ROOF |  |  |  | Active | ITEFM
| Heat Pump 5-1 | Heat Pump | Mechanical | Pump | [5 empty] | NIE | NIE5 | B2 | NIE5-B2 SERVICE CORRIDOR | RSJ-200/S-540V-B |  |  | Active | ITEFM
| Heat Pump 5-1A | Heat Pump | Mechanical | Pump | [5 empty] | NIE | NIE5 | B4 | NIE5-B4-POOL FILTRATION ROOM | RSJ-200/S-540V-B |  |  | Active | ITEFM
| Heat Pump 5-2 | Heat Pump | Mechanical | Pump | [5 empty] | NIE | NIE5 | B2 | NIE5-B2 SERVICE CORRIDOR | RSJ-200/S-540V-B |  |  | Active | ITEFM
| Heat Pump 5-2A | Heat Pump | Mechanical | Pump | [5 empty] | NIE | NIE5 | B4 | NIE5-B4-POOL FILTRATION ROOM | RSJ-200/S-540V-B |  |  | Active | ITEFM
| Heat Pump 5-3 | Heat Pump | Mechanical | Pump | [5 empty] | NIE | NIE5 | B2 | NIE5-B2 SERVICE CORRIDOR | RSJ-200/S-540V-B |  |  | Active | ITEFM
| Heat Pump 5-3A | Heat Pump | Mechanical | Pump | [5 empty] | NIE | NIE5 | B4 | NIE5-B4-POOL FILTRATION ROOM | RSJ-200/S-540V-B |  |  | Active | ITEFM
| Heat Pump Circulator 5-1 | Heat Pump Circulator | Mechanical | Circulator | [5 empty] | NIE | NIE5 | B2 | NIE5-B2 SERVICE CORRIDOR | UPS 015-65 CACAO |  |  | Active | ITEFM
| Heat Pump Circulator 5-1A | Heat Pump Circulator | Mechanical | Circulator | [5 empty] | NIE | NIE5 | B4 | NIE5-B4-POOL FILTRATION ROOM | UPS 015-65 CACAO |  |  | Active | ITEFM
| Heat Pump Circulator 5-2 | Heat Pump Circulator | Mechanical | Circulator | [5 empty] | NIE | NIE5 | B2 | NIE5-B2 SERVICE CORRIDOR | UPS 015-65 CACAO |  |  | Active | ITEFM
| Heat Pump Circulator 5-2A | Heat Pump Circulator | Mechanical | Circulator | [5 empty] | NIE | NIE5 | B4 | NIE5-B4-POOL FILTRATION ROOM | UPS 015-65 CACAO |  |  | Active | ITEFM
| Heat Pump Circulator 5-3 | Heat Pump Circulator | Mechanical | Circulator | [5 empty] | NIE | NIE5 | B2 | NIE5-B2 SERVICE CORRIDOR | UPS 015-65 CACAO |  |  | Active | ITEFM
| Heat Pump Circulator 5-3A | Heat Pump Circulator | Mechanical | Circulator | [5 empty] | NIE | NIE5 | B4 | NIE5-B4-POOL FILTRATION ROOM | UPS 015-65 CACAO |  |  | Active | ITEFM
| High Tension switchgear 2-1 | High Tension switchgear | Electrical | High Tension switchgear | [5 empty] | NIE |  |  |  | HS20GF-25FA | nil |  | Active | ISMM
| High Tension switchgear 2-2 | High Tension switchgear | Electrical | High Tension switchgear | [5 empty] | NIE |  |  |  | HS20GF-25FA | nil |  | Active | ISMM
| High Tension switchgear 5-1 | High Tension switchgear | Electrical | High Tension switchgear | [5 empty] | NIE |  |  |  | HS20GF-25FA | nil |  | Active | ISMM
| High Tension switchgear 5-2 | High Tension switchgear | Electrical | High Tension switchgear | [5 empty] | NIE |  |  |  | HS20GF-25FA | nil |  | Active | ISMM
| High Tension switchgear 5-3 | High Tension switchgear | Electrical | High Tension switchgear | [5 empty] | NIE |  |  |  | HS20GF-25FA | nil |  | Active | ISMM
| High Tension switchgear 5-4 | High Tension switchgear | Electrical | High Tension switchgear | [5 empty] | NIE |  |  |  | HS20GF-25FA | nil |  | Active | ISMM
| High Tension switchgear 5-5 | High Tension switchgear | Electrical | High Tension switchgear | [5 empty] | NIE |  |  |  | HS20GF-25FA | nil |  | Active | ISMM
| High Tension switchgear 7-1 | High Tension switchgear | Electrical | High Tension switchgear | [5 empty] | NIE |  |  |  | HS20GF-25FA | nil |  | Active | ISMM
| High Tension switchgear 7-2 | High Tension switchgear | Electrical | High Tension switchgear | [5 empty] | NIE |  |  |  | HS20GF-25FA | nil |  | Active | ISMM
| Hockey Pitch Irrigation Pump No. 1 | Hockey Pitch Irrigation Pump | Mechanical | Pump | [5 empty] | NIE | NIE5 | B3 | NIE5-B3-M3 | 65/26 | S97155/4 |  | Active | ITEFM
| Hockey Pitch Irrigation Pump No. 2 | Hockey Pitch Irrigation Pump | Mechanical | Pump | [5 empty] | NIE | NIE5 | B3 | NIE5-B3-M3 | 65/26 | S97155/4 |  | Active | ITEFM
| Hosereel Pump No.1-1 | Hosereel Pump | Mechanical | Pump | [5 empty] | NIE | NIE1 | L4 | NIE1-04-ME07 | CR4-40 AAA-BUBE | D41500004P29917 |  | Active | ITEFM
| Hosereel Pump No.1-2 | Hosereel Pump | Mechanical | Pump | [5 empty] | NIE | NIE1 | L4 | NIE1-04-ME07 | CR4-40 AAA-BUBE | D41500004P29917 |  | Active | ITEFM
| Hosereel Pump No.2-1 | Hosereel Pump | Mechanical | Pump | [5 empty] | NIE | NIE2 | L4 | NIE2-04-ME08 | CR4-40 AAA-BUBE | D41500004P29920 |  | Active | ITEFM
| Hosereel Pump No.2-2 | Hosereel Pump | Mechanical | Pump | [5 empty] | NIE | NIE2 | L4 | NIE2-04-ME08 | CR4-40 AAA-BUBE | D41500004P29922 |  | Active | ITEFM
| Hosereel Pump No.3-1 | Hosereel Pump | Mechanical | Pump | [5 empty] | NIE | NIE3 | L4 | NIE3-04-ME08 |  |  |  | Active | ITEFM
| Hosereel Pump No.3-2 | Hosereel Pump | Mechanical | Pump | [5 empty] | NIE | NIE3 | L4 | NIE3-04-ME08 |  |  |  | Active | ITEFM
| Hosereel Pump No.4-1 | Hosereel Pump | Mechanical | Pump | [5 empty] | NIE | NIE4 | L5 | NIE4-05-ME05 |  |  |  | Active | ITEFM
| Hosereel Pump No.4-2 | Hosereel Pump | Mechanical | Pump | [5 empty] | NIE | NIE4 | L5 | NIE4-05-ME05 |  |  |  | Active | ITEFM
| Hosereel Pump No.5-1 | Hosereel Pump | Mechanical | Pump | [5 empty] | NIE | NIE5 | L4 | NIE5-04-ME08 | CR4-40 AAA-BUBE | D41500004P29917 |  | Active | ITEFM
| Hosereel Pump No.5-2 | Hosereel Pump | Mechanical | Pump | [5 empty] | NIE | NIE5 | L4 | NIE5-04-ME08 | CR4-40 AAA-BUBE | D41500004P29917 |  | Active | ITEFM
| Hosereel Pump No.7-1 | Hosereel Pump | Mechanical | Pump | [5 empty] | NIE | NIE7 | L4 | NIE7-04-ME07 | CR4-80/7 AAA-BUBE | D41500007P29912 |  | Active | ITEFM
| Hosereel Pump No.7-2 | Hosereel Pump | Mechanical | Pump | [5 empty] | NIE | NIE7 | L4 | NIE7-04-ME07 | CR4-80/7 AAA-BUBE | D41500007P19850 |  | Active | ITEFM
| Hot Water Boiler 1-1 | Boiler | Mechanical | Boiler | [5 empty] | NIE | NIE1 | L1 | NIE1-01 FCC OUTSIDE | WB-60CH | QK52412 |  | Active | ITEFM
| Hot Water Boiler 1-2 | Boiler | Mechanical | Boiler | [5 empty] | NIE | NIE1 | L1 | NIE1-01-NIE INTERNATIONAL | WB-60CH | RE60704 |  | Active | ITEFM
| Hot Water Boiler 1-3 | Boiler | Mechanical | Boiler | [5 empty] | NIE | NIE1 | L1 | NIE1-01-OAAS OFFICE PANTRY | WB-60CH | RB57915 |  | Active | ITEFM
| Hot Water Boiler 1-4 | Boiler | Mechanical | Boiler | [5 empty] | NIE | NIE1 | L2 | NIE1-02-08 PIAR OFFICE PANTRY | WB-60CH | RL72101 |  | Active | ITEFM
| Hot Water Boiler 1-5 | Boiler | Mechanical | Boiler | [5 empty] | NIE | NIE1 | L2 | NIE1-02-S1 PANTRY | WB-60CH | RH65601 |  | Active | ITEFM
| Hot Water Boiler 1-6 | Boiler | Mechanical | Boiler | [5 empty] | NIE | NIE1 | L3 | NIE1-03-CSC OFFICE PANTRY | WB-60CH | RE60712 |  | Active | ITEFM
| Hot Water Boiler 1-7 | Boiler | Mechanical | Boiler | [5 empty] | NIE | NIE1 | L3 | NIE1-03-03 ACIS OFFICE PANTRY | WB-60CH | RH65501 |  | Active | ITEFM
| Hot Water Boiler 1-8 | Boiler | Mechanical | Boiler | [5 empty] | NIE | NIE1 | L3 | NIE1-03-18 SPAQ OFFICE PANTRY | WB-60CH | RB57907 |  | Active | ITEFM
| Hot Water Boiler 1-9 | Boiler | Mechanical | Boiler | [5 empty] | NIE | NIE1 | L4 | NIE1-04-S3 PANTRY | WB-60CH | RH65510 |  | Active | ITEFM
| Hot Water Boiler 1-10 | Boiler | Mechanical | Boiler | [5 empty] | NIE | NIE1 | L4 | NIE1-04-S2 PANTRY | WB-60CH | RH65519 |  | Active | ITEFM
| Hot Water Boiler 2-1 | Boiler | Mechanical | Boiler | [5 empty] | NIE | NIE2 | L2 | NIE2-02-01 OTE LOUNGE | WB-60CH | QB38405 |  | Active | ITEFM
| Hot Water Boiler 2-2 | Boiler | Mechanical | Boiler | [5 empty] | NIE | NIE2 | L2 | NIE2-02-S5 ECSE PANTRY | WB-60CH | RE60710 |  | Active | ITEFM
| Hot Water Boiler 2-3 | Boiler | Mechanical | Boiler | [5 empty] | NIE | NIE2 | L3 | NIE2-03-S2 PANTRY | WB-60CH | QC45701 |  | Active | ITEFM
| Hot Water Boiler 2-4 | Boiler | Mechanical | Boiler | [5 empty] | NIE | NIE2 | L3 | NIE2-03-S3 PANTRY | WB-60CH | RB57908 |  | Active | ITEFM
| Hot Water Boiler 2-5 | Boiler | Mechanical | Boiler | [5 empty] | NIE | NIE2 | L3 | NIE2-03-S5 PANTRY | WB-60CH | RB57917 |  | Active | ITEFM
| Hot Water Boiler 2-6 | Boiler | Mechanical | Boiler | [5 empty] | NIE | NIE2 | L3 | NIE2-03-S10 PANTRY | WB-60CH | QG45802 |  | Active | ITEFM
| Hot Water Boiler 2-7 | Boiler | Mechanical | Boiler | [5 empty] | NIE | NIE2 | L3 | NIE2-03-S11 PANTRY | WB-60CH | RE60725 |  | Active | ITEFM
| Hot Water Boiler 3-1 | Boiler | Mechanical | Boiler | [5 empty] | NIE | NIE3 | B1 | NIE3-B1-20 PANTRY | WB-60CH |  |  | Active | ITEFM
| Hot Water Boiler 3-2 | Boiler | Mechanical | Boiler | [5 empty] | NIE | NIE3 | L3 | NIE3-03-S3 PANTRY | WB-60CH | RL72103 |  | Active | ITEFM
| Hot Water Boiler 3-3 | Boiler | Mechanical | Boiler | [5 empty] | NIE | NIE3 | L3 | NIE3-03-ELL PANTRY | WB-60CH | RH65503 |  | Active | ITEFM
| Hot Water Boiler 3-4 | Boiler | Mechanical | Boiler | [5 empty] | NIE | NIE3 | L3 | NIE3-03-S5 PANTRY | WB-60CH | RH65502 |  | Active | ITEFM
| Hot Water Boiler 3-5 | Boiler | Mechanical | Boiler | [5 empty] | NIE | NIE3 | L3 | NIE3-03-S7 PANTRY | WB-60CH | RL72102 |  | Active | ITEFM
| Hot Water Boiler 3-6 | Boiler | Mechanical | Boiler | [5 empty] | NIE | NIE3 | L3 | NIE3-03-S10 PANTRY | WB-60CH | RL72106 |  | Active | ITEFM
| Hot Water Boiler 4-1 | Boiler | Mechanical | Boiler | [5 empty] | NIE | NIE4 | L2 | NIE4-02-S2 PANTRY | WB-105 | OM12203 |  | Active | ITEFM
| Hot Water Boiler 4-2 | Boiler | Mechanical | Boiler | [5 empty] | NIE | NIE4 | L3 | NIE4-03-S2 PANTRY | WB-105 | OM12202 |  | Active | ITEFM
| Hot Water Boiler 4-3 | Boiler | Mechanical | Boiler | [5 empty] | NIE | NIE4 | L4 | NIE4-04-S2 PANTRY | WB-60CH | QG45707 |  | Active | ITEFM
| Hot Water Boiler 5-1 | Boiler | Mechanical | Boiler | [5 empty] | NIE | NIE5 | B1 | NIE5-B1-01 PESS STORE PANTRY | WB-60CH | RE60713 |  | Active | ITEFM
| Hot Water Boiler 5-2 | Boiler | Mechanical | Boiler | [5 empty] | NIE | NIE5 | B2 | NIE5-B2-22 PANTRY | WB-60CH | RH65513 |  | Active | ITEFM
| Hot Water Boiler 5-3 | Boiler | Mechanical | Boiler | [5 empty] | NIE | NIE5 | B2 | NIE5-B2-06 PANTRY | WB-60CH | RH65524 |  | Active | ITEFM
| Hot Water Boiler 5-4 | Boiler | Mechanical | Boiler | [5 empty] | NIE | NIE5 | B3 | NIE5-B3-CRCD OFFICE PANTRY | WB-60CH | QC45706 |  | Active | ITEFM
| Hot Water Boiler 5-5 | Boiler | Mechanical | Boiler | [5 empty] | NIE | NIE5 | B3 | NIE5-B3-CRPP OFFICE PANTRY | WB-60CH | RH65605 |  | Active | ITEFM
| Hot Water Boiler 5-6 | Boiler | Mechanical | Boiler | [5 empty] | NIE | NIE5 | B3 | NIE5-B3-05 DED OFFICE PANTRY | WB-60CH | QD42603 |  | Active | ITEFM
| Hot Water Boiler 5-7 | Boiler | Mechanical | Boiler | [5 empty] | NIE | NIE5 | L1 | NIE5-01-05 STAFF LOUNGE | WB-60CH | RE60706 |  | Active | ITEFM
| Hot Water Boiler 5-8 | Boiler | Mechanical | Boiler | [5 empty] | NIE | NIE5 | L3 | NIE5-03-S3 PANTRY | WB-60CH | RE72105 |  | Active | ITEFM
| Hot Water Boiler 5-9 | Boiler | Mechanical | Boiler | [5 empty] | NIE | NIE5 | L3 | NIE5-03-S6 PANTRY | WB-60CH | RE60717 |  | Active | ITEFM
| Hot Water Boiler 5-10 | Boiler | Mechanical | Boiler | [5 empty] | NIE | NIE5 | L3 | NIE5-03-CENTER CORRIDOR | WB-60CH | RL72104 |  | Active | ITEFM
| Hot Water Boiler 7-1 | Boiler | Mechanical | Boiler | [5 empty] | NIE | NIE7 | L1 | NIE7-01-01 | WB-60CH | PI25716 |  | Active | ITEFM
| Hot Water Boiler 7-2 | Boiler | Mechanical | Boiler | [5 empty] | NIE | NIE7 | L1 | NIE7-01-NIE I (TR722) | WB-60CH | SB73811 |  | Active | ITEFM
| Hot Water Boiler 7-3 | Boiler | Mechanical | Boiler | [5 empty] | NIE | NIE7 | L3 | NIE7-03-S3 PANTRY | WB-60CH | JH00305 |  | Active | ITEFM
| Hot Water Boiler 7-4 | Boiler | Mechanical | Boiler | [5 empty] | NIE | NIE7 | L3 | NIE7-03-S6 PANTRY | WB-60CH | PJ28738 |  | Active | ITEFM
| Hot Water Boiler 7-5 | Boiler | Mechanical | Boiler | [5 empty] | NIE | NIE7 | L3 | NIE7-03-S2 PANTRY (GEN. OFFICE) | WB-60CH | RE60731 |  | Active | ITEFM
| Hot Water Boiler 7-6 | Boiler | Mechanical | Boiler | [5 empty] | NIE | NIE7 | L3 | NIE7-03-S9 PANTRY | WB-60CH | RH65512 |  | Active | ITEFM
| Hot Water Boiler 7-7 | Boiler | Mechanical | Boiler | [5 empty] | NIE | NIE7 | L3 | NIE7-03-S11 PANTRY | WB-60CH | QG45709 |  | Active | ITEFM
| Hot Water Boiler 7A-1 | Boiler | Mechanical | Boiler | [5 empty] | NIE | NIE7A | B4 | NIE7A-B4-02 | WB-60CH | RH65500 |  | Active | ITEFM
| Hot Water Boiler 7A-2 | Boiler | Mechanical | Boiler | [5 empty] | NIE | NIE7A | B3 | NIE7A-B3-06 | WB-60CH | RH65517 |  | Active | ITEFM
| Hot Water Circulator Pump 5-1 | Hot Water Circulation Pump | Mechanical | Pump | [5 empty] | NIE | NIE5 | B2 | NIE5-B2 SERVICE CORRIDOR | UPA-15-90-160 |  |  | Active | ITEFM
| Hot Water Circulator Pump 5-1A | Hot Water Circulation Pump | Mechanical | Pump | [5 empty] | NIE | NIE5 | B2 | NIE5-B4-POOL FILTRATION ROOM | UPA-15-90-160 |  |  | Active | ITEFM
| Hot Water Circulator Pump 5-2 | Hot Water Circulation Pump | Mechanical | Pump | [5 empty] | NIE | NIE5 | B2 | NIE5-B2 SERVICE CORRIDOR | UPA-15-90-160 |  |  | Active | ITEFM
| Hot Water Circulator Pump 5-2A | Hot Water Circulation Pump | Mechanical | Pump | [5 empty] | NIE | NIE5 | B2 | NIE5-B4-POOL FILTRATION ROOM | UPA-15-90-160 |  |  | Active | ITEFM
| Hydrant Jockey Pump No. 1 | Hydrant Jockey Pump | Mechanical | Pump | [5 empty] | NIE | NIE5 | B4 | NIE5-B4-M1 BREAK TANK ROOM | 5SV14F022T | RDSV1701-00077 |  | Active | ITEFM
| Hydrant Pillar M6671 | Hydrant Pillar | Mechanical | Hydrant | [5 empty] | NIE | NANYANGCRESENT-PEDESTRIANWALKWAY |  |  |  | M6671 |  | Active | ITEFM
| Hydrant Pillar M6672 | Hydrant Pillar | Mechanical | Hydrant | [5 empty] | NIE | NANYANGCRESENT-PEDESTRIANWALKWAY |  |  |  | M6672 |  | Active | ITEFM
| Hydrant Pillar M6673 | Hydrant Pillar | Mechanical | Hydrant | [5 empty] | NIE | NANYANGCRESENT-PEDESTRIANWALKWAY |  |  |  | M6673 |  | Active | ITEFM
| Hydrant Pillar M6674 | Hydrant Pillar | Mechanical | Hydrant | [5 empty] | NIE | NANYANGCRESENT-PEDESTRIANWALKWAY |  |  |  | M6674 |  | Active | ITEFM
| Hydrant Pillar M6675 | Hydrant Pillar | Mechanical | Hydrant | [5 empty] | NIE | NANYANGCRESENT-PEDESTRIANWALKWAY |  |  |  | M6675 |  | Active | ITEFM
| Hydrant Pillar M6676 | Hydrant Pillar | Mechanical | Hydrant | [5 empty] | NIE | NANYANGCRESENT-PEDESTRIANWALKWAY |  |  |  | M6676 |  | Active | ITEFM
| Hydrant Pillar M6719 | Hydrant Pillar | Mechanical | Hydrant | [5 empty] | NIE | PLAZALEVEL |  |  |  | M6719 |  | Active | ITEFM
| Hydrant Pillar M6720 | Hydrant Pillar | Mechanical | Hydrant | [5 empty] | NIE | PLAZALEVEL |  |  |  | M6720 |  | Active | ITEFM
| Hydrant Pillar M6721 | Hydrant Pillar | Mechanical | Hydrant | [5 empty] | NIE | PLAZALEVEL |  |  |  | M6721 |  | Active | ITEFM
| Hydrant Pillar M6722 | Hydrant Pillar | Mechanical | Hydrant | [5 empty] | NIE | PLAZALEVEL |  |  |  | M6722 |  | Active | ITEFM
| Hydrant Pillar M6723 | Hydrant Pillar | Mechanical | Hydrant | [5 empty] | NIE | PLAZALEVEL |  |  |  | M6723 |  | Active | ITEFM
| Hydrant Pillar M6724 | Hydrant Pillar | Mechanical | Hydrant | [5 empty] | NIE | PLAZALEVEL |  |  |  | M6724 |  | Active | ITEFM
| Hydrant Pillar M6725 | Hydrant Pillar | Mechanical | Hydrant | [5 empty] | NIE | PLAZALEVEL |  |  |  | M6725 |  | Active | ITEFM
| Hydrant Pillar M6726 | Hydrant Pillar | Mechanical | Hydrant | [5 empty] | NIE | PLAZALEVEL |  |  |  | M6726 |  | Active | ITEFM
| Hydrant Pillar M6727 | Hydrant Pillar | Mechanical | Hydrant | [5 empty] | NIE | PLAZALEVEL |  |  |  | M6727 |  | Active | ITEFM
| Hydrant Pillar M6728 | Hydrant Pillar | Mechanical | Hydrant | [5 empty] | NIE | PLAZALEVEL-OPPFCC |  |  |  | M6728 |  | Active | ITEFM
| Hydrant Pillar M6729 | Hydrant Pillar | Mechanical | Hydrant | [5 empty] | NIE | PLAZALEVEL |  |  |  | M6729 |  | Active | ITEFM
| Hydrant Pillar M6730 | Hydrant Pillar | Mechanical | Hydrant | [5 empty] | NIE | PLAZALEVEL |  |  |  | M6730 |  | Active | ITEFM
| Hydrant Pillar M6731 | Hydrant Pillar | Mechanical | Hydrant | [5 empty] | NIE | PLAZALEVEL |  |  |  | M6731 |  | Active | ITEFM
| Hydrant Pillar M6732 | Hydrant Pillar | Mechanical | Hydrant | [5 empty] | NIE | PLAZALEVEL-CARPARK3EXIT |  |  |  | M6732 |  | Active | ITEFM
| Hydrant Pillar M6733 | Hydrant Pillar | Mechanical | Hydrant | [5 empty] | NIE | PLAZALEVEL-CARPARK3 |  |  |  | M6733 |  | Active | ITEFM
| Hydrant Pillar M6734 | Hydrant Pillar | Mechanical | Hydrant | [5 empty] | NIE | PLAZALEVEL-CARPARK2 |  |  |  | M6734 |  | Active | ITEFM
| Hydrant Pillar M6735 | Hydrant Pillar | Mechanical | Hydrant | [5 empty] | NIE | PLAZALEVEL-CARPARK2 |  |  |  | M6735 |  | Active | ITEFM
| Hydrant Pillar M6736 | Hydrant Pillar | Mechanical | Hydrant | [5 empty] | NIE | PLAZALEVEL-CARPARK2 |  |  |  | M6736 |  | Active | ITEFM
| Hydrant Pillar M6737 | Hydrant Pillar | Mechanical | Hydrant | [5 empty] | NIE | PLAZALEVEL |  |  |  | M6737 |  | Active | ITEFM
| Hydrant Pillar M6738 | Hydrant Pillar | Mechanical | Hydrant | [5 empty] | NIE | PLAZALEVEL |  |  |  | M6738 |  | Active | ITEFM
| Hydrant Pillar M6739 | Hydrant Pillar | Mechanical | Hydrant | [5 empty] | NIE | PLAZALEVEL |  |  |  | M6739 |  | Active | ITEFM
| Hydrant Pillar M6740 | Hydrant Pillar | Mechanical | Hydrant | [5 empty] | NIE | PLAZALEVEL-CARPARK4 |  |  |  | M6740 |  | Active | ITEFM
| Hydrant Pillar M6741 | Hydrant Pillar | Mechanical | Hydrant | [5 empty] | NIE | PLAZALEVEL-CARPARK4 |  |  |  | M6741 |  | Active | ITEFM
| Hydrant Pillar M6742 | Hydrant Pillar | Mechanical | Hydrant | [5 empty] | NIE | PLAZALEVEL-CARPARK5 |  |  |  | M6742 |  | Active | ITEFM
| Hydrant Pillar M6743 | Hydrant Pillar | Mechanical | Hydrant | [5 empty] | NIE | PLAZALEVEL-CARPARK5 |  |  |  | M6743 |  | Active | ITEFM
| Hydrant Pillar M6744 | Hydrant Pillar | Mechanical | Hydrant | [5 empty] | NIE | PLAZALEVEL-CARPARK7 |  |  |  | M6744 |  | Active | ITEFM
| Hydrant Pillar M6745 | Hydrant Pillar | Mechanical | Hydrant | [5 empty] | NIE | PLAZALEVEL-CARPARK7 |  |  |  | M6745 |  | Active | ITEFM
| Hydrant Pillar M6746 | Hydrant Pillar | Mechanical | Hydrant | [5 empty] | NIE | PLAZALEVEL-CARPARK7 |  |  |  | M6746 |  | Active | ITEFM
| Hydrant Pump No. 1 | Hydrant Pump | Mechanical | Pump | [5 empty] | NIE | NIE5 | B4 | NIE5-B4-M1 BREAK TANK ROOM | TE12E | S97235/1 |  | Active | ITEFM
| Hydrant Pump No. 2 | Hydrant Pump | Mechanical | Pump | [5 empty] | NIE | NIE5 | B4 | NIE5-B4-M1 BREAK TANK ROOM | TE12E | S97235/2 |  | Active | ITEFM
| Irrigation Pump No. 1 | Irrigation Pump | Mechanical | Pump | [5 empty] | NIE | NIE1 | L4 | NIE1-04-ME07 | CA 120/35 | 1299 019086 |  | Active | ITEFM
| Irrigation Pump No. 2 | Irrigation Pump | Mechanical | Pump | [5 empty] | NIE | NIE1 | L4 | NIE1-04-ME07 | CA 120/35 | 1300 019081 |  | Active | ITEFM
| Irrigation Transfer Pump No. 1 | Irrigation Transfer Pump | Mechanical | Pump | [5 empty] | NIE | NIE5 | B4 | NIE5-B4-DED STORE | SHS 32-160/22 | 2000913 |  | Active | ITEFM
| Irrigation Transfer Pump No. 2 | Irrigation Transfer Pump | Mechanical | Pump | [5 empty] | NIE | NIE5 | B4 | NIE5-B4-DED STORE | SHS 32-160/22 | 2000912 |  | Active | ITEFM
| LPG Gas detection Panel 4-1 | Lpg Panel | Mechanical | Lpg Panel | [5 empty] | NIE | NIE4 | B2 | NIE4-B2 LPG STORE | SII |  |  | Active | ITEFM
| LPG Gas detection Panel 4-2 | Lpg Panel | Mechanical | Lpg Panel | [5 empty] | NIE | NIE4 | B2 | NIE4-B2 LPG STORE | PL4 |  |  | Active | ITEFM
| LPG Gas detection Panel 4-3 | Lpg Panel | Mechanical | Lpg Panel | [5 empty] | NIE | NIE4 | B2 | NIE4-B2 LPG STORE | PL4 |  |  | Active | ITEFM
| LPG Gas detection Panel 7-1 | Lpg Panel | Mechanical | Lpg Panel | [5 empty] | NIE | NIE7 | L2 | NIE7-02-01 PRIMARY SCIENCE LAB | ST14 |  |  | Active | ITEFM
| LPG Gas detection Panel 7-1A | Lpg Panel | Mechanical | Lpg Panel | [5 empty] | NIE | NIE7 | L2 | NIE7-02-12 HOME ECONS FOOD | ST44 |  |  | Active | ITEFM
| LPG Gas detection Panel 7-1B | Lpg Panel | Mechanical | Lpg Panel | [5 empty] | NIE | NIE7 | L2 | NIE7-02-12 HOME ECONS FOOD | ST44 |  |  | Active | ITEFM
| LPG Gas detection Panel 7-2 | Lpg Panel | Mechanical | Lpg Panel | [5 empty] | NIE | NIE7 | L2 | NIE7-02-06 MICRO CULTURE ROOM | ST14 |  |  | Active | ITEFM
| LPG Gas detection Panel 7-A | Lpg Panel | Mechanical | Lpg Panel | [5 empty] | NIE | NIE7 | L2 | NIE7-02-04 BIO EDUC LAB | ST44 |  |  | Active | ITEFM
| LPG Gas detection Panel 7-B | Lpg Panel | Mechanical | Lpg Panel | [5 empty] | NIE | NIE7 | L2 | NIE7-02-04 BIO EDUC LAB | ST44 |  |  | Active | ITEFM
| LT Chiller swichboard 5-1 | LT Chiller swichboard | Electrical | LT Chiller swichboard | [5 empty] | NIE |  |  |  | nil | nil |  | Active | ISMM
| LT Chiller swichboard 5-2 | LT Chiller swichboard | Electrical | LT Chiller swichboard | [5 empty] | NIE |  |  |  | nil | nil |  | Active | ISMM
| LT Chiller swichboard 5-3 | LT Chiller swichboard | Electrical | LT Chiller swichboard | [5 empty] | NIE |  |  |  | nil | nil |  | Active | ISMM
| LT Main Switch Board 5-1 | LT Main Switch Board | Electrical | LT Main Switch Board | [5 empty] | NIE |  |  |  | nil | nil |  | Active | ISMM
| LT Main Switch Board 5-2 | LT Main Switch Board | Electrical | LT Main Switch Board | [5 empty] | NIE |  |  |  | nil | nil |  | Active | ISMM
| LT Main Switch Board 7-1 | LT Main Switch Board | Electrical | LT Main Switch Board | [5 empty] | NIE |  |  |  | nil | nil |  | Active | ISMM
| LT Main Switch Board 7-2 | LT Main Switch Board | Electrical | LT Main Switch Board | [5 empty] | NIE |  |  |  | nil | nil |  | Active | ISMM
| LT switchboard 2-1 | LT switchboard | Electrical | LT switchboard | [5 empty] | NIE |  |  |  | nil | nil |  | Active | ISMM
| LT switchboard 2-2 | LT switchboard | Electrical | LT switchboard | [5 empty] | NIE |  |  |  | nil | nil |  | Active | ISMM
| MDF SCBA | Self Contained Breathing Apparatus | Electrical | Sprinkler System |  |  | 2020-01-02 | 2019-01-02 | 1900-01-05 | Test Site | South Tower |  |  | 0231032022 | XX02 |  | Active | ITEFM
| MSB 1&2 |  | Electrical | Sub MSB | [5 empty] | CEPO | Main West | Level 1 | ELV Switch Room | MSB 1&2 |  |  | Active | ITEFM
| MVP 13-1 | Make-up water pump for PAU 13-1 | ACMV | Pump | [5 empty] | RMG | RH | Rooftop | Rooftop | ATT 1.1KW GP041F10 |  |  | Active | ITEFM
| MVP 13-2 | Make-up water pump for PAU 13-1 | ACMV | Pump | [5 empty] | RMG | RH | Rooftop | Rooftop | ATT 1.1KW GP041F10 |  |  | Active | ITEFM
| MVP 13-3 | Make-up water pump for PAU 13-1 | ACMV | Pump | [5 empty] | RMG | RH | Rooftop | Rooftop | TEKO 0.75KW AEEBPM0400/FMYB |  |  | Active | ITEFM
| MVP 13-4 | Make-up water pump for PAU 13-1 | ACMV | Pump | [5 empty] | RMG | RH | Rooftop | Rooftop | ATT 1.1KW GP041F10 |  |  | Active | ITEFM
| MVP R-1 | Make-up water pump for PAU R-1 | ACMV | Pump | [5 empty] | RMG | RH | Rooftop | Rooftop | TEKO 0.75KW AEEBPM0400/FMYB |  |  | Active | ITEFM
| MVP R-2 | Make-up water pump for PAU R-1 | ACMV | Pump | [5 empty] | RMG | RH | Rooftop | Rooftop | TEKO 0.75KW AEEBPM0400/FMYB |  |  | Active | ITEFM
| OG-1 |  | Electrical | Sub MSB | [5 empty] | CEPO | Main Compound | Parking Area | Public Parking | OG-1 |  |  | Active | ITEFM
| OG-2 |  | Electrical | Sub MSB | [5 empty] | CEPO | Main Compound | Parking Area | Season Parking | OG-2 |  |  | Active | ITEFM
| PABX-1 SCBA | Self Contained Breathing Apparatus | Fire | Self Contained Breathing Apparatus |  |  | 2020-01-01 | 2019-01-01 | 1900-01-05 | Test Site | North Tower |  |  | 0131032021 | XX01 |  | Active | ISMM
| PABX-1 SCBA001 | Self Contained Breathing Apparatus | Fire1 | Self Contained Breathing Apparatus |  |  | 2020-01-01 | 2019-01-01 | 1900-01-05 | Test Site |  |  |  | 0131032021 | XX01 |  | Active | ITEFM
| PAF-S2.1-R1 | All Equipment Types, ACMV, Pressurization Fan | ACMV | Pressurization Fan |  |  |  | 1905-06-22 |  | NTU | South Academic Complex - Block S2.1 | B2 |  | Mecomb_MA 965S4P10 |  |  | Active | ITEFM
| PAF-S2.1-R2 | All Equipment Types, ACMV, Pressurization Fan | ACMV | Pressurization Fan |  |  |  | 1905-06-22 |  | NTU | South Academic Complex - Block S2.1 | B2 |  | Mecomb_MA 965S4P10 |  |  | Active | ITEFM
| PAF-S2.2-R1 | All Equipment Types, ACMV, Pressurization Fan | ACMV | Pressurization Fan |  |  |  | 1905-06-22 |  | NTU | South Academic Complex - Block S2.2 | B1 |  | Mecomb_MA 965S4P10 |  |  | Active | ITEFM
| PAF-S2.2-R2 | All Equipment Types, ACMV, Pressurization Fan | ACMV | Pressurization Fan |  |  |  | 1905-06-22 |  | NTU | South Academic Complex - Block S2.2 | B1 |  | Mecomb_MA 965S4P10 |  |  | Active | ITEFM
| PAF-S3.1-R1 | All Equipment Types, ACMV, Pressurization Fan | ACMV | Pressurization Fan |  |  |  | 1905-06-22 |  | NTU | South Academic Complex - Block S3.1 | L1 |  | Mecomb MA965S4P10 |  |  | Active | ITEFM
| PAF-S3.1-R2 | All Equipment Types, ACMV, Pressurization Fan | ACMV | Pressurization Fan |  |  |  | 1905-06-22 |  | NTU | South Academic Complex - Block S3.1 | L1 |  | MA380S287 |  |  | Active | ITEFM
| PAHU-L4-01 | PAHU - Lower Level B2 to L3 | ACMV | Air Handling Unit | [5 empty] | RMG | RSC | 4 | PAHU Room | 39CQ2025 | Carrier 446KW / 19.5L/S / 35000CMH |  | Active | ITEFM
| PAHU-L6-01 | PAHU - Upper Level 7 to 18 | ACMV | Air Handling Unit | [5 empty] | RMG | RSC | 6 | PAHU Room | 39CQ2025 | Carrier 478KW / 21L/S / 36000CMH |  | Active | ITEFM
| PAHU-L19-01 | PAHU - Upper Level 20 to 22 | ACMV | Air Handling Unit | [5 empty] | RMG | RSC | 19 | AHU Place | 39CQ1317 | Carrier 162.66KW / 7.06L/S / 12000CMH |  | Active | ITEFM
| PAUH-13-1 | Serving New Wing AHUs 8-2 to 12-2 | ACMV | Air Handling Unit | [5 empty] | RMG | RH | Rooftop | Rooftop | 39CQ2526 | Carrier 266.2KW / 11.56L/S / 43650CMH |  | Active | ITEFM
| PAUH-R-1 | Serving Old Wing AHUs 7-1 to 13-1 | ACMV | Air Handling Unit | [5 empty] | RMG | RH | Rooftop | Rooftop | 39CQ2226 | Carrier 435.2KW / 18.86L/S / 39640CMH |  | Active | ITEFM
| PL1 | Passenger Lift 1 | Mechanical | Lift & Escalator | [5 empty] | RMG | RH | All | RH | Schindler |  |  | Active | ITEFM
| PL2 | Passenger Lift 2 | Mechanical | Lift & Escalator | [5 empty] | RMG | RH | All | RH | Schindler |  |  | Active | ITEFM
| PL3 | Passenger Lift 3 | Mechanical | Lift & Escalator | [5 empty] | RMG | RH | All | RH | Schindler |  |  | Active | ITEFM
| PL4 | Passenger Lift 4 | Mechanical | Lift & Escalator | [5 empty] | RMG | RH | All | RH | Schindler |  |  | Active | ITEFM
| PL5 | Passenger Lift 5 | Mechanical | Lift & Escalator | [5 empty] | RMG | RH | All | RH | Schindler |  |  | Active | ITEFM
| PL6 | Passenger Lift 6 | Mechanical | Lift & Escalator | [5 empty] | RMG | RH | All | RH | Schindler |  |  | Active | ITEFM
| PL7 | Passenger Lift 7 | Mechanical | Lift & Escalator | [5 empty] | RMG | RH | All | RH | Schindler |  |  | Active | ITEFM
| PL8 | Passenger Lift 8 | Mechanical | Lift & Escalator | [5 empty] | RMG | RH | All | RH | Schindler |  |  | Active | ITEFM
| PL14 | Passenger Lift 14 | Mechanical | Lift & Escalator | [5 empty] | RMG | RSC | All | RSC | Fujitec |  |  | Active | ITEFM
| PL15 | Passenger Lift 15 | Mechanical | Lift & Escalator | [5 empty] | RMG | RSC | All | RSC | Fujitec |  |  | Active | ITEFM
| PL16 | Passenger Lift 16 | Mechanical | Lift & Escalator | [5 empty] | RMG | RSC | All | RSC | Fujitec |  |  | Active | ITEFM
| PL17 | Passenger Lift 17 | Mechanical | Lift & Escalator | [5 empty] | RMG | RSC | All | RSC | Fujitec |  |  | Active | ITEFM
| PL18 | Passenger Lift 18 | Mechanical | Lift & Escalator | [5 empty] | RMG | RSC | All | RSC | Fujitec |  |  | Active | ITEFM
| PL19 | Passenger Lift 19 | Mechanical | Lift & Escalator | [5 empty] | RMG | RSC | All | RSC | Fujitec |  |  | Active | ITEFM
| Pool Filtration Pump Pump No. 1 | Pool Filtration Pump | Mechanical | Pump | [5 empty] | NIE | NIE5 | B4 | NIE5-B4 POOL FILTRATION PUMP ROOM | KP06E | 1108809 |  | Active | ITEFM
| Pool Filtration Pump Pump No. 2 | Pool Filtration Pump | Mechanical | Pump | [5 empty] | NIE | NIE5 | B4 | NIE5-B4 POOL FILTRATION PUMP ROOM | KP06E | 1108809 |  | Active | ITEFM
| Pool Filtration Pump Pump No. 3 | Pool Filtration Pump | Mechanical | Pump | [5 empty] | NIE | NIE5 | B4 | NIE5-B4 POOL FILTRATION PUMP ROOM | KP06E | 1108809 |  | Active | ITEFM
| Rain Water Booster Pump No. 1 | Rain Water Booster Pump | Mechanical | Pump | [5 empty] | NIE | NIE5 | B4 | NIE5-B4-DED STORE | VMS55.100A-30-1 | 10710175728-2 |  | Active | ITEFM
| Rain Water Booster Pump No. 2 | Rain Water Booster Pump | Mechanical | Pump | [5 empty] | NIE | NIE5 | B4 | NIE5-B4-DED STORE | VMS55.100A-30-1 | 10710175728-1 |  | Active | ITEFM
| RH Chiller 1 | RH Chiller 1 | ACMV | Chiller | [5 empty] | RMG | RH | Rooftop | Rooftop | Carrier 19DV VFD Centrifugal Chiller |  |  | Active | ISMM
| RH Chiller 2 | RH Chiller 2 | ACMV | Chiller | [5 empty] | RMG | RH | Rooftop | Rooftop | Carrier 19DV VFD Centrifugal Chiller |  |  | Active | ITEFM
| RH Chiller 3 | RH Chiller 3 | ACMV | Chiller | [5 empty] | RMG | RH | Rooftop | Rooftop | Carrier 19DV VFD Centrifugal Chiller |  |  | Active | ITEFM
| RH CHWP1 | Chilled water pump 1 for RH Chiller 1 | ACMV | Pump | [5 empty] | RMG | RH | Rooftop | Rooftop | TEKO 22KW AESV35040100FM |  |  | Active | ISMM
| RH CHWP2 | Chilled water pump 2 for RH Chiller 2 | ACMV | Pump | [5 empty] | RMG | RH | Rooftop | Rooftop | TEKO 22KW AESV35040100FM |  |  | Active | ITEFM
| RH CHWP3 | Chilled water pump 3 for RH Chiller 3 | ACMV | Pump | [5 empty] | RMG | RH | Rooftop | Rooftop | TEKO 22KW AESV35040100FM |  |  | Active | ITEFM
| RH CWP1 | Condenser water pump 1 for RH Chiller 1 | ACMV | Pump | [5 empty] | RMG | RH | Rooftop | Rooftop | TEKO 30KW AESV35040040FM |  |  | Active | ITEFM
| RH CWP2 | Condenser water pump 2 for RH Chiller 2 | ACMV | Pump | [5 empty] | RMG | RH | Rooftop | Rooftop | TEKO 30KW AESV35040040FM |  |  | Active | ITEFM
| RH CWP3 | Condenser water pump 3 for RH Chiller 3 | ACMV | Pump | [5 empty] | RMG | RH | Rooftop | Rooftop | TEKO 30KW AESV35040040FM |  |  | Active | ITEFM
| Roller shutter 5-B1-1 | Roller Shutter | Mechanical | Roller Shutter | [5 empty] | NIE | NIE5 | B1 | NIE5-B1-DED STORE |  |  |  | Active | ITEFM
| Roller shutter 5-B2-1 | Roller Shutter | Mechanical | Roller Shutter | [5 empty] | NIE | NIE5 | B2 | NIE5-B2-STAIRCASE PE-4A |  |  |  | Active | ITEFM
| Roller shutter 5-B3-1 | Roller Shutter | Mechanical | Roller Shutter | [5 empty] | NIE | NIE5 | B3 | NIE5-B3-01 BIOMECHANIC LAB |  |  |  | Active | ITEFM
| Roller shutter 5-B3-2 | Roller Shutter | Mechanical | Roller Shutter | [5 empty] | NIE | NIE5 | B3 | NIE5-B3 SWIMMING POOL DECK |  |  |  | Active | ITEFM
| Roller shutter 5-B3-3 | Roller Shutter | Mechanical | Roller Shutter | [5 empty] | NIE | NIE5 | B3 | NIE5-B3 SWIMMING POOL DECK |  |  |  | Active | ITEFM
| Roller shutter 5-B3-4 | Roller Shutter | Mechanical | Roller Shutter | [5 empty] | NIE | NIE5 | B3 | NIE5-B3 SWIMMING POOL DECK |  |  |  | Active | ITEFM
| Roller shutter 5-B3-5 | Roller Shutter | Mechanical | Roller Shutter | [5 empty] | NIE | NIE5 | B3 | NIE5-B3 SWIMMING POOL DECK |  |  |  | Active | ITEFM
| Roller shutter 5-B4-1 | Roller Shutter | Mechanical | Roller Shutter | [5 empty] | NIE | NIE5 | B4 | NIE5-B4-ME09 CHILLER PLANT |  |  |  | Active | ITEFM
| Roller shutter 5-B4-2 | Roller Shutter | Mechanical | Roller Shutter | [5 empty] | NIE | NIE5 | B4 | NIE5-B4-ME09 CHILLER PLANT |  |  |  | Active | ITEFM
| Roller shutter 5-B4-3 | Roller Shutter | Mechanical | Roller Shutter | [5 empty] | NIE | NIE5 | B4 | NIE5-B4-ME09 CHILLER PLANT |  |  |  | Active | ITEFM
| Roller shutter 5-B4-4 | Roller Shutter | Mechanical | Roller Shutter | [5 empty] | NIE | NIE5 | B4 | NIE5-B4-ME09 CHILLER PLANT |  |  |  | Active | ITEFM
| Roller shutter 5-B4-5 | Roller Shutter | Mechanical | Roller Shutter | [5 empty] | NIE | NIE5 | B4 | NIE5-B4-ME09 CHILLER PLANT |  |  |  | Active | ITEFM
| Roller shutter 5-B4-6 | Roller Shutter | Mechanical | Roller Shutter | [5 empty] | NIE | NIE5 | B4 | NIE5-B4-ME09 CHILLER PLANT |  |  |  | Active | ITEFM
| Roller shutter 5-B4-7 | Roller Shutter | Mechanical | Roller Shutter | [5 empty] | NIE | NIE5 | B4 | NIE5-B4-ME09 CHILLER PLANT |  |  |  | Active | ITEFM
| Roller shutter 5-B4-8 | Roller Shutter | Mechanical | Roller Shutter | [5 empty] | NIE | NIE5 | B4 | NIE5-B4 SERVICE CORRIDOR |  |  |  | Active | ITEFM
| Roller shutter 5-B4-9 | Roller Shutter | Mechanical | Roller Shutter | [5 empty] | NIE | NIE5 | B4 | NIE5-B4 SERVICE CORRIDOR |  |  |  | Active | ITEFM
| Roller shutter 5-B4-10 | Roller Shutter | Mechanical | Roller Shutter | [5 empty] | NIE | NIE5 | B4 | NIE5-B4-DED STORE |  |  |  | Active | ITEFM
| Roller shutter 5-B4-11 | Roller Shutter | Mechanical | Roller Shutter | [5 empty] | NIE | NIE5 | B4 | NIE5-B4-DED STORE |  |  |  | Active | ITEFM
| Roller shutter 7-B1-1 | Roller Shutter | Mechanical | Roller Shutter | [5 empty] | NIE | NIE7 | B1 | NIE7-B1-DED STORE |  |  |  | Active | ITEFM
| Roller shutter 7-B1-2 | Roller Shutter | Mechanical | Roller Shutter | [5 empty] | NIE | NIE7 | B1 | NIE7-B1-GENSET ROOM |  |  |  | Active | ITEFM
| Roller shutter 7-B1-3 | Roller Shutter | Mechanical | Roller Shutter | [5 empty] | NIE | NIE7 | B1 | NIE7-B1-GENSET ROOM |  |  |  | Active | ITEFM
| Roller shutter 7-B1-4 | Roller Shutter | Mechanical | Roller Shutter | [5 empty] | NIE | NIE7 | B1 | NIE7-B1-LINK WAY |  |  |  | Active | ITEFM
| Roller shutter 7-B1-5 | Roller Shutter | Mechanical | Roller Shutter | [5 empty] | NIE | NIE7 | B2 | NIE7-B2-LINK WAY |  |  |  | Active | ITEFM
| Roller shutter 7-B1-6 | Roller Shutter | Mechanical | Roller Shutter | [5 empty] | NIE | NIE7 | L1 | NIE7-01-LINK WAY |  |  |  | Active | ITEFM
| RSC Chiller 1 | RSC Chiller 1 | ACMV | Chiller | [5 empty] | RMG | RH | Rooftop | Rooftop | Carrier 23XRV Chiller |  |  | Active | ISMM
| RSC Chiller 2 | RSC Chiller 2 | ACMV | Chiller | [5 empty] | RMG | RH | Rooftop | Rooftop | Carrier 23XRV Chiller |  |  | Active | ITEFM
| RSC Chiller 3 | RSC Chiller 3 | ACMV | Chiller | [5 empty] | RMG | RH | Rooftop | Rooftop | Carrier 23XRV Chiller |  |  | Active | ITEFM
| RSC CHWP1 | Chilled water pump 1 for RSC Chiller 1 | ACMV | Pump | [5 empty] | RMG | RH | Rooftop | Rooftop | TEKO 22KW AESV35040030FM |  |  | Active | ISMM
| RSC CHWP2 | Chilled water pump 2 for RSC Chiller 2 | ACMV | Pump | [5 empty] | RMG | RH | Rooftop | Rooftop | TEKO 22KW AESV35040030FM |  |  | Active | ITEFM
| RSC CHWP3 | Chilled water pump 3 for RSC Chiller 3 | ACMV | Pump | [5 empty] | RMG | RH | Rooftop | Rooftop | TEKO 22KW AESV35040030FM |  |  | Active | ITEFM
| RSC CWP1 | Condenser water pump 1 for RSC Chiller 1 | ACMV | Pump | [5 empty] | RMG | RH | Rooftop | Rooftop | TEKO 22KW AESV35040030FM |  |  | Active | ITEFM
| RSC CWP2 | Condenser water pump 2 for RSC Chiller 2 | ACMV | Pump | [5 empty] | RMG | RH | Rooftop | Rooftop | TEKO 22KW AESV35040030FM |  |  | Active | ITEFM
| RSC CWP3 | Condenser water pump 3 for RSC Chiller 3 | ACMV | Pump | [5 empty] | RMG | RH | Rooftop | Rooftop | TEKO 22KW AESV35040030FM |  |  | Active | ITEFM
| RSC Floor Plan | Floor plans for all the floors | Building Automation System | BAS | [5 empty] | RMG | RSC | All |  |  |  |  | Active | ISMM
| SAF-L1-01 |  | ACMV | Exhaust Air Fan | [5 empty] | CEPO | Main East | Level 1 | Open Office Area | AND 710/12-12/4AL-25 |  |  | Active | ITEFM
| SAF-L1-02 |  | ACMV | Exhaust Air Fan | [5 empty] | CEPO | Main West | Level 1 | Open Office Area | AND 710/9-9/4AL-26.5 |  |  | Active | ITEFM
| SAF-L1-03 |  | ACMV | Exhaust Air Fan | [5 empty] | CEPO | Main East | Level 1 | Boot Store | AND 560/12-12/4AL-30 |  |  | Active | ITEFM
| SAF-L1-05 |  | ACMV | Exhaust Air Fan | [5 empty] | CEPO | Main East | Level 1 | T5 Kitchen | RS315 |  |  | Active | ITEFM
| SAF-L2-01 |  | ACMV | Exhaust Air Fan | [5 empty] | CEPO | Main West | Level 2 | Open Office Area | AND 710/12-12/4AL-25 |  |  | Active | ITEFM
| SAF-L2-02 |  | ACMV | Exhaust Air Fan | [5 empty] | CEPO | Main West | Level 2 | Open Office Area | AND 560/9-9/4AL-30 |  |  | Active | ITEFM
| SAF-L2-03 |  | ACMV | Exhaust Air Fan | [5 empty] | CEPO | Main West | Level 2 | Boot Store | AND 450/10/150-25 |  |  | Active | ITEFM
| SAF-L2-04 |  | ACMV | Exhaust Air Fan | [5 empty] | CEPO | Main East | Level 2 | Staircase 1 | AND 560/12-12/4AL-30 |  |  | Active | ITEFM
| SAF-L2-05 |  | ACMV | Exhaust Air Fan | [5 empty] | CEPO | Main East | Level 2 | Staircase 2 | RS315 |  |  | Active | ITEFM
| SAF-L2-06 |  | ACMV | Exhaust Air Fan | [5 empty] | CEPO | Main East | Level 2 | Open Office Area | AND 560/9-9/4AL-25 |  |  | Active | ITEFM
| SB-1-1 |  | Electrical | Sub MSB | [5 empty] | CEPO | Main West | Level 1 | FCC | SB-1-1 |  |  | Active | ITEFM
| SB-2-1 |  | Electrical | Sub MSB | [5 empty] | CEPO | Main West | Level 2 | Corridor West | SB-2-1 |  |  | Active | ITEFM
| SB-3-1 |  | Electrical | Sub MSB | [5 empty] | CEPO | Main Central | Level 3 | Corridor Central | SB-3-1 |  |  | Active | ITEFM
| SB-3-AC1 |  | Electrical | Sub MSB | [5 empty] | CEPO | Main Central | Level 3 | Corridor Central | SB-3-AC1 |  |  | Active | ITEFM
| SB-3-AC2 |  | Electrical | Sub MSB | [5 empty] | CEPO | Main Central | Level 3 | Corridor Central | SB-3-AC2 |  |  | Active | ITEFM
| SB-CAFE |  | Electrical | Sub MSB | [5 empty] | CEPO | Main East | Level 1 | Corridor East | SB-CAFE |  |  | Active | ISMM
| SC_108RR_CL3 |  | Mechanical | Lift System | [5 empty] | SIN Capital | 108 Robinson Road | [5 empty] | Active | ISMM
| SC_108RR_FCU_1 |  | ACMV | FCU | [5 empty] | SIN Capital | 108 Robinson Road | [5 empty] | Active | ISMM
| SC_108RR_FCU_2 |  | ACMV | FCU | [5 empty] | SIN Capital | 108 Robinson Road | [5 empty] | Active | ISMM
| SC_108RR_FCU_3 |  | ACMV | FCU | [5 empty] | SIN Capital | 108 Robinson Road | [5 empty] | Active | ISMM
| SC_108RR_FCU_4 |  | ACMV | FCU | [5 empty] | SIN Capital | 108 Robinson Road | [5 empty] | Active | ISMM
| SC_108RR_FCU_5 |  | ACMV | FCU | [5 empty] | SIN Capital | 108 Robinson Road | [5 empty] | Active | ISMM
| SC_108RR_FCU_6 |  | ACMV | FCU | [5 empty] | SIN Capital | 108 Robinson Road | [5 empty] | Active | ISMM
| SC_108RR_FCU_7 |  | ACMV | FCU | [5 empty] | SIN Capital | 108 Robinson Road | [5 empty] | Active | ISMM
| SC_108RR_FCU_8 |  | ACMV | FCU | [5 empty] | SIN Capital | 108 Robinson Road | [5 empty] | Active | ISMM
| SC_108RR_FCU_9 |  | ACMV | FCU | [5 empty] | SIN Capital | 108 Robinson Road | [5 empty] | Active | ISMM
| SC_108RR_FCU_10 |  | ACMV | FCU | [5 empty] | SIN Capital | 108 Robinson Road | [5 empty] | Active | ISMM
| SC_108RR_FCU_11 |  | ACMV | FCU | [5 empty] | SIN Capital | 108 Robinson Road | [5 empty] | Active | ISMM
| SC_108RR_FCU_12 |  | ACMV | FCU | [5 empty] | SIN Capital | 108 Robinson Road | [5 empty] | Active | ISMM
| SC_108RR_FCU_RT |  | ACMV | FCU | [5 empty] | SIN Capital | 108 Robinson Road | [5 empty] | Active | ISMM
| SC_108RR_PL1 |  | Mechanical | Lift System | [5 empty] | SIN Capital | 108 Robinson Road | [5 empty] | Active | ISMM
| SC_108RR_PL2 |  | Mechanical | Lift System | [5 empty] | SIN Capital | 108 Robinson Road | [5 empty] | Active | ISMM
| SGD1 | Auto sliding glass door, double | Electrical | Autodoor | [5 empty] | RMG | RH | 1 | Main Lobby | Classic |  |  | Active | ISMM
| SGD2 | Auto sliding glass door, double | Electrical | Autodoor | [5 empty] | RMG | RH | 1 | Main Lobby | Classic |  |  | Active | ITEFM
| SGD3 | Auto sliding glass door, double | Electrical | Autodoor | [5 empty] | RMG | RH | 1 | Main Lobby | Classic |  |  | Active | ITEFM
| SGD4 | Auto sliding glass door, single | Electrical | Autodoor | [5 empty] | RMG | RH | 1 | Nuclear Medicine Centre | Classic |  |  | Active | ITEFM
| SGD5 | Auto sliding glass door, single | Electrical | Autodoor | [5 empty] | RMG | RH | 1 | Nuclear Medicine Centre | Classic |  |  | Active | ITEFM
| SGD6 | Auto sliding glass door, single | Electrical | Autodoor | [5 empty] | RMG | RH | 1 | Bed Lift Lobby | Classic |  |  | Active | ITEFM
| SGD7 | Auto sliding glass door, single | Electrical | Autodoor | [5 empty] | RMG | RH | 1 | A&E | Accessco |  |  | Active | ITEFM
| SGD8 | Auto sliding glass door, double | Electrical | Autodoor | [5 empty] | RMG | RH | 1 | A&E | Entrée |  |  | Active | ITEFM
| SGD9 | Auto sliding glass door, double | Electrical | Autodoor | [5 empty] | RMG | RH | 1 | A&E Bed 1 & 2 | Accessco |  |  | Active | ITEFM
| SGD10 | Auto sliding glass door, double | Electrical | Autodoor | [5 empty] | RMG | RH | 1 | A&E Bed 3 & 5 | Accessco |  |  | Active | ITEFM
| SGD11 | Auto sliding glass door, single | Electrical | Autodoor | [5 empty] | RMG | RH | 1 | A&E Bed 6 (Isolation) | Accessco |  |  | Active | ITEFM
| SGD12 | Auto sliding glass door, double | Electrical | Autodoor | [5 empty] | RMG | RH | 1 | A&E Bed 7 & 8 | Accessco |  |  | Active | ITEFM
| SGD13 | Auto sliding glass door, double | Electrical | Autodoor | [5 empty] | RMG | RH | 1 | Main Lobby | Classic |  |  | Active | ITEFM
| SGD14 | Auto Sliding glass door, single | Electrical | Autodoor | [5 empty] | RMG | RH | 2 | General X-ray RM | Entrée |  |  | Active | ITEFM
| SGD15 | Auto sliding glass door, single | Electrical | Autodoor | [5 empty] | RMG | RH | 2 | RM@RH | Entrée |  |  | Active | ITEFM
| SGD16 | Auto sliding glass door, single | Electrical | Autodoor | [5 empty] | RMG | RH | 2 | RM@RH | Entrée |  |  | Active | ITEFM
| SGD17 | Auto sliding glass door, single | Electrical | Autodoor | [5 empty] | RMG | RH | 2 | Bed Lift Lobby | Entrée |  |  | Active | ITEFM
| SGD18 | Auto sliding glass door, single | Electrical | Autodoor | [5 empty] | RMG | RH | 2 | Dental Clinic | Entrée |  |  | Active | ITEFM
| SGD19 | Auto sliding glass door, single | Electrical | Autodoor | [5 empty] | RMG | RH | 2 | Raffles Chinese Medicine Clinic | Entrée |  |  | Active | ITEFM
| SGD20 | Auto sliding glass door, single | Electrical | Autodoor | [5 empty] | RMG | RH | 2 | RCM Refreshment Zone | Entrée |  |  | Active | ITEFM
| SGD21 | Auto sliding glass door, single | Electrical | Autodoor | [5 empty] | RMG | RH | 2 | Skin & Aesthetics Clinic | Entrée |  |  | Active | ITEFM
| SGD22 | Auto sliding glass door, single | Electrical | Autodoor | [5 empty] | RMG | RH | 2 | Skin & Aesthetics Corridor | Entrée |  |  | Active | ITEFM
| SGD23 | Auto sliding glass door, single | Electrical | Autodoor | [5 empty] | RMG | RH | 2 | Raffles Japanese Clinic | Entrée |  |  | Active | ITEFM
| SGD24 | Auto sliding glass door, single | Electrical | Autodoor | [5 empty] | RMG | RH | 10 | Business Centre | Entrée |  |  | Active | ITEFM
| SGD25 | Auto sliding glass door, single | Electrical | Autodoor | [5 empty] | RMG | RH | 10 | Business Centre | Entrée |  |  | Active | ITEFM
| SGD26 | Auto sliding glass door, single | Electrical | Autodoor | [5 empty] | RMG | RH | 13 | Ward 13 | Entrée |  |  | Active | ITEFM
| SGD27 | Auto sliding glass door, double | Electrical | Autodoor | [5 empty] | RMG | RSC | 1 | Main Entrance | Accessco |  |  | Active | ITEFM
| SGD28 | Auto sliding glass door, double | Electrical | Autodoor | [5 empty] | RMG | RSC | 1 | Lobby | Accessco |  |  | Active | ITEFM
| SGD29 | Auto sliding glass door, double | Electrical | Autodoor | [5 empty] | RMG | RSC | 1 | Lobby | Accessco |  |  | Active | ITEFM
| SGD30 | Auto sliding glass door, single | Electrical | Autodoor | [5 empty] | RMG | RSC | 8 | Children Centre | Entrée |  |  | Active | ITEFM
| SGD31 | Auto sliding glass door, single | Electrical | Autodoor | [5 empty] | RMG | RSC | 8 | ENT | Entrée |  |  | Active | ITEFM
| SGD32 | Auto sliding glass door, double | Electrical | Autodoor | [5 empty] | RMG | RSC | 9 | Male Toilet | Entrée |  |  | Active | ITEFM
| SGD33 | Auto sliding glass door, double | Electrical | Autodoor | [5 empty] | RMG | RSC | 10 | Male Toilet | Entrée |  |  | Active | ITEFM
| SGD34 | Auto sliding glass door, single | Electrical | Autodoor | [5 empty] | RMG | RSC | 11 | Radiology Counter | Entrée |  |  | Active | ITEFM
| SGD35 | Auto sliding glass door, double | Electrical | Autodoor | [5 empty] | RMG | RSC | 12 | Male Toilet | Entrée |  |  | Active | ITEFM
| SGD36 | Auto sliding glass door, single | Electrical | Autodoor | [5 empty] | RMG | RSC | 12 | Rehab Ctr Gym Rm | Entrée |  |  | Active | ITEFM
| SGD37 | Auto sliding glass door, double | Electrical | Autodoor | [5 empty] | RMG | RSC | 13 | Male Toilet | Entrée |  |  | Active | ITEFM
| SGD38 | Auto sliding glass door, double | Electrical | Autodoor | [5 empty] | RMG | RSC | 19 | Function Room | GU |  |  | Active | ITEFM
| SGD39 | Auto sliding glass door, double | Electrical | Autodoor | [5 empty] | RMG | RSC | 19 | Function Room | GU |  |  | Active | ITEFM
| SGD40 | Auto sliding glass door, double | Electrical | Autodoor | [5 empty] | RMG | RSC | 19 | Function Room | GU |  |  | Active | ITEFM
| SGD41 | Auto sliding glass door, double | Electrical | Autodoor | [5 empty] | RMG | RSC | 19 | Function Room | GU |  |  | Active | ITEFM
| SGD42 | Auto sliding glass door, single | Electrical | Autodoor | [5 empty] | RMG | RSC | 19 | Function Room | Entrée |  |  | Active | ITEFM
| SGD43 | Auto sliding glass door, single | Electrical | Autodoor | [5 empty] | RMG | RSC | 19 | Roof Garden | Entrée |  |  | Active | ITEFM
| SGD44 | Auto sliding glass door, double | Electrical | Autodoor | [5 empty] | RMG | RSC | 22 | Visitor Lift Lobby | Entrée |  |  | Active | ITEFM
| SGD45 | Auto sliding glass door, single | Electrical | Autodoor | [5 empty] | RMG | RSC | 22 | Male Toilet | Entrée |  |  | Active | ITEFM
| SGD46 | Auto sliding glass door, single | Electrical | Autodoor | [5 empty] | RMG | RSC | 22 | Chairman Office | Entrée |  |  | Active | ITEFM
| SGD47 | Auto sliding glass door, double | Electrical | Autodoor | [5 empty] | RMG | RSC | 16 | Male Toilet | Entrée |  |  | Active | ITEFM
| SGD48 | Auto sliding glass door, single | Electrical | Autodoor | [5 empty] | RMG | RSC | 16 | Eye Centre | Entrée |  |  | Active | ITEFM
| SGD49 | Auto sliding glass door, single | Electrical | Autodoor | [5 empty] | RMG | RSC | B2 | Raffles Radiotherapy Centre | Entrée |  |  | Active | ITEFM
| SGD50 | Auto sliding glass door, single | Electrical | Autodoor | [5 empty] | RMG | RH | 1 | A&E Bed 6 (Isolation) | Accessco |  |  | Active | ITEFM
| SGD51 | Auto sliding glass door, single | Electrical | Autodoor | [5 empty] | RMG | RH | 1 | Nuclear Medicine Centre | Accessco |  |  | Active | ITEFM
| SH / 5m / St | Shutter, 5m, Steel | Mechanical | LIFTING APPLIANCES | [5 empty] | Test Site | North Tower | Level 1 | 01 |  |  |  | Active | ISMM
| SLD1 | Auto slidng wooden door, single | Electrical | Autodoor | [5 empty] | RMG | RH | 7 | Operating Theatre 12 | Besam |  |  | Active | ITEFM
| SLD2 | Auto slidng wooden door, single | Electrical | Autodoor | [5 empty] | RMG | RH | 7 | Operating Theatre 12 | Besam |  |  | Active | ITEFM
| SLD3 | Auto slidng wooden door, single | Electrical | Autodoor | [5 empty] | RMG | RH | 7 | Operating Theatre 12 | Besam |  |  | Active | ITEFM
| SLD4 | Auto slidng wooden door, single | Electrical | Autodoor | [5 empty] | RMG | RH | 7 | Operating Theatre 12 | Besam |  |  | Active | ITEFM
| SLD5 | Auto slidng wooden door, single | Electrical | Autodoor | [5 empty] | RMG | RH | 7 | OR11&12 Prep Rm | Besam |  |  | Active | ITEFM
| SLD6 | Auto slidng wooden door, single | Electrical | Autodoor | [5 empty] | RMG | RH | 7 | OR11&12 Scrub Rm | Besam |  |  | Active | ITEFM
| SLD7 | Auto slidng wooden door, single | Electrical | Autodoor | [5 empty] | RMG | RH | 7 | Operating Theatre 11 | Besam |  |  | Active | ITEFM
| SLD8 | Auto slidng wooden door, single | Electrical | Autodoor | [5 empty] | RMG | RH | 7 | Operating Theatre 11 | Besam |  |  | Active | ITEFM
| SLD9 | Auto slidng wooden door, single | Electrical | Autodoor | [5 empty] | RMG | RH | 7 | Operating Theatre 11 | Besam |  |  | Active | ITEFM
| SLD10 | Auto slidng wooden door, single | Electrical | Autodoor | [5 empty] | RMG | RH | 7 | Operating Theatre 11 | Besam |  |  | Active | ITEFM
| SLD11 | Auto slidng wooden door, single | Electrical | Autodoor | [5 empty] | RMG | RH | 7 | Operating Theatre 11 | Besam |  |  | Active | ITEFM
| SLD12 | Auto slidng wooden door, single | Electrical | Autodoor | [5 empty] | RMG | RH | 7 | OR10&11 Pump Rm | Besam |  |  | Active | ITEFM
| SLD13 | Auto slidng wooden door, single | Electrical | Autodoor | [5 empty] | RMG | RH | 7 | OR10&11 Pump Rm | Besam |  |  | Active | ITEFM
| SLD14 | Auto slidng wooden door, single | Electrical | Autodoor | [5 empty] | RMG | RH | 7 | Operating Theatre 10 | Besam |  |  | Active | ITEFM
| SLD15 | Auto slidng wooden door, single | Electrical | Autodoor | [5 empty] | RMG | RH | 7 | Operating Theatre 10 | Besam |  |  | Active | ITEFM
| SLD16 | Auto slidng wooden door, single | Electrical | Autodoor | [5 empty] | RMG | RH | 7 | Operating Theatre 10 | Besam |  |  | Active | ITEFM
| SLD17 | Auto slidng wooden door, single | Electrical | Autodoor | [5 empty] | RMG | RH | 7 | Operating Theatre 10 | Besam |  |  | Active | ITEFM
| SLD18 | Auto slidng wooden door, single | Electrical | Autodoor | [5 empty] | RMG | RH | 7 | OR9&10 Scrub Rm | Besam |  |  | Active | ITEFM
| SLD19 | Auto slidng wooden door, single | Electrical | Autodoor | [5 empty] | RMG | RH | 7 | OR9&10 Prep Rm | Besam |  |  | Active | ITEFM
| SLD20 | Auto slidng wooden door, single | Electrical | Autodoor | [5 empty] | RMG | RH | 7 | Operating Theatre 9 | Besam |  |  | Active | ITEFM
| SLD21 | Auto slidng wooden door, single | Electrical | Autodoor | [5 empty] | RMG | RH | 7 | Operating Theatre 9 | Besam |  |  | Active | ITEFM
| SLD22 | Auto slidng wooden door, single | Electrical | Autodoor | [5 empty] | RMG | RH | 7 | Operating Theatre 9 | Besam |  |  | Active | ITEFM
| SLD23 | Auto slidng wooden door, single | Electrical | Autodoor | [5 empty] | RMG | RH | 7 | Operating Theatre 9 | Besam |  |  | Active | ITEFM
| SLD24 | Auto slidng wooden door, single | Electrical | Autodoor | [5 empty] | RMG | RH | 7 | Operating Theatre 8 | Besam |  |  | Active | ITEFM
| SLD25 | Auto slidng wooden door, single | Electrical | Autodoor | [5 empty] | RMG | RH | 7 | Operating Theatre 8 | Besam |  |  | Active | ITEFM
| SLD26 | Auto slidng wooden door, single | Electrical | Autodoor | [5 empty] | RMG | RH | 7 | Operating Theatre 8 | Besam |  |  | Active | ITEFM
| SLD27 | Auto slidng wooden door, single | Electrical | Autodoor | [5 empty] | RMG | RH | 7 | Operating Theatre 8 | Besam |  |  | Active | ITEFM
| SLD28 | Auto slidng wooden door, single | Electrical | Autodoor | [5 empty] | RMG | RH | 7 | OR7&8 Scrub Rm | Besam |  |  | Active | ITEFM
| SLD29 | Auto slidng wooden door, single | Electrical | Autodoor | [5 empty] | RMG | RH | 7 | OR7&8 Prep Rm | Besam |  |  | Active | ITEFM
| SLD30 | Auto slidng wooden door, single | Electrical | Autodoor | [5 empty] | RMG | RH | 7 | Operating Theatre 7 | Besam |  |  | Active | ITEFM
| SLD31 | Auto slidng wooden door, single | Electrical | Autodoor | [5 empty] | RMG | RH | 7 | Operating Theatre 7 | Besam |  |  | Active | ITEFM
| SLD32 | Auto slidng wooden door, single | Electrical | Autodoor | [5 empty] | RMG | RH | 7 | Operating Theatre 7 | Besam |  |  | Active | ITEFM
| SLD33 | Auto slidng wooden door, single | Electrical | Autodoor | [5 empty] | RMG | RH | 7 | Operating Theatre 7 | Besam |  |  | Active | ITEFM
| SLD34 | Auto slidng wooden door, single | Electrical | Autodoor | [5 empty] | RMG | RH | 7 | OR6&7 Scrub Rm | Besam |  |  | Active | ITEFM
| SLD35 | Auto slidng wooden door, single | Electrical | Autodoor | [5 empty] | RMG | RH | 7 | OR6&7 Prep Rm | Besam |  |  | Active | ITEFM
| SLD36 | Auto slidng wooden door, single | Electrical | Autodoor | [5 empty] | RMG | RH | 7 | Reprocessing Rm | Entrée |  |  | Active | ITEFM
| SLD37 | Auto slidng wooden door, single | Electrical | Autodoor | [5 empty] | RMG | RH | 7 | Operating Theatre 6 | Besam |  |  | Active | ITEFM
| SLD38 | Auto slidng wooden door, single | Electrical | Autodoor | [5 empty] | RMG | RH | 7 | Operating Theatre 6 | Besam |  |  | Active | ITEFM
| SLD39 | Auto slidng wooden door, single | Electrical | Autodoor | [5 empty] | RMG | RH | 7 | Operating Theatre 6 | Besam |  |  | Active | ITEFM
| SLD40 | Auto slidng wooden door, single | Electrical | Autodoor | [5 empty] | RMG | RH | 7 | Operating Theatre 6 | Besam |  |  | Active | ITEFM
| SLD41 | Auto slidng wooden door, single | Electrical | Autodoor | [5 empty] | RMG | RH | 7 | Operating Theatre 5 | Besam |  |  | Active | ITEFM
| SLD42 | Auto slidng wooden door, single | Electrical | Autodoor | [5 empty] | RMG | RH | 7 | Operating Theatre 5 | Besam |  |  | Active | ITEFM
| SLD43 | Auto slidng wooden door, single | Electrical | Autodoor | [5 empty] | RMG | RH | 7 | Operating Theatre 5 | Besam |  |  | Active | ITEFM
| SLD44 | Auto slidng wooden door, single | Electrical | Autodoor | [5 empty] | RMG | RH | 7 | Operating Theatre 5 | Besam |  |  | Active | ITEFM
| SLD45 | Auto slidng wooden door, single | Electrical | Autodoor | [5 empty] | RMG | RH | 7 | OR4&5 Scrub Rm | Besam |  |  | Active | ITEFM
| SLD46 | Auto slidng wooden door, single | Electrical | Autodoor | [5 empty] | RMG | RH | 7 | OR4&5 Prep Rm | Besam |  |  | Active | ITEFM
| SLD47 | Auto slidng wooden door, single | Electrical | Autodoor | [5 empty] | RMG | RH | 7 | Operating Theatre 4 | Classic |  |  | Active | ITEFM
| SLD48 | Auto slidng wooden door, single | Electrical | Autodoor | [5 empty] | RMG | RH | 7 | Operating Theatre 4 | Besam |  |  | Active | ITEFM
| SLD49 | Auto slidng wooden door, single | Electrical | Autodoor | [5 empty] | RMG | RH | 7 | Operating Theatre 4 | Besam |  |  | Active | ITEFM
| SLD50 | Auto slidng wooden door, single | Electrical | Autodoor | [5 empty] | RMG | RH | 7 | Operating Theatre 4 | Besam |  |  | Active | ITEFM
| SLD51 | Auto slidng wooden door, single | Electrical | Autodoor | [5 empty] | RMG | RH | 7 | Operating Theatre 3 (Embryo Lab) | Besam |  |  | Active | ITEFM
| SLD52 | Auto slidng wooden door, single | Electrical | Autodoor | [5 empty] | RMG | RH | 7 | Operating Theatre 3 (Embryo Lab) | Besam |  |  | Active | ITEFM
| SLD53 | Auto slidng wooden door, single | Electrical | Autodoor | [5 empty] | RMG | RH | 7 | Operating Theatre 3 (Embryo Lab) | Besam |  |  | Active | ITEFM
| SLD54 | Auto slidng wooden door, single | Electrical | Autodoor | [5 empty] | RMG | RH | 7 | OR3 Scrub | Besam |  |  | Active | ITEFM
| SLD55 | Auto slidng wooden door, single | Electrical | Autodoor | [5 empty] | RMG | RH | 7 | Operating Theatre 2 (IVF) | Besam |  |  | Active | ITEFM
| SLD56 | Auto slidng wooden door, single | Electrical | Autodoor | [5 empty] | RMG | RH | 7 | Operating Theatre 2 (IVF) | Besam |  |  | Active | ITEFM
| SLD57 | Auto slidng wooden door, single | Electrical | Autodoor | [5 empty] | RMG | RH | 7 | Operating Theatre 2 (IVF) | Besam |  |  | Active | ITEFM
| SLD58 | Auto slidng wooden door, single | Electrical | Autodoor | [5 empty] | RMG | RH | 7 | OT Booking Office | Besam |  |  | Active | ITEFM
| SLD59 | Auto slidng wooden door, single | Electrical | Autodoor | [5 empty] | RMG | RH | 7 | Operating Theatre 1 (Endoscopy) | Besam |  |  | Active | ITEFM
| SLD60 | Auto sliding wooden door, single | Electrical | Autodoor | [5 empty] | RMG | RSC | 12 | Rehab Ctr T11 | Entrée |  |  | Active | ITEFM
| SLD61 | Auto sliding wooden door, single | Electrical | Autodoor | [5 empty] | RMG | RSC | 16 | LASIK OT | Entrée |  |  | Active | ITEFM
| SLD62 | Auto sliding wooden door, single | Electrical | Autodoor | [5 empty] | RMG | RSC | 16 | LASIK OT | Entrée |  |  | Active | ITEFM
| SPF-CR-1B | All Equipment Types, ACMV, Pressurization Fan | ACMV | Pressurization Fan |  |  |  | 1905-06-30 |  | NTU | School of Physical & Mathematical Sciences | L6 |  | 1000/6-6/26/AL/6WR |  |  | Active | ITEFM
| SPF-PR-1B | All Equipment Types, ACMV, Pressurization Fan | ACMV | Pressurization Fan |  |  |  | 1905-06-30 |  | NTU | School of Physical & Mathematical Sciences | L6 |  | 1000/6-6/28/AL/6WR |  |  | Active | ITEFM
| SPF R-1 | All Equipment Types, ACMV, Pressurization Fan | ACMV | Pressurization Fan |  |  |  | 1905-06-30 |  | NTU | School of Humanities and Social Sciences | L6 |  | AXV1000- 10/14 D4 C/W VSD DUTY MOTOR |  |  | Active | ITEFM
| SPF R-2 | All Equipment Types, ACMV, Pressurization Fan | ACMV | Pressurization Fan |  |  |  | 1905-06-30 |  | NTU | School of Humanities and Social Sciences | L6 |  | AXV1000- 10/14 D4 C/W VSD DUTY MOTOR |  |  | Active | ITEFM
| Sprinkler Breeching Inlet 1 | Sprinkler Breeching Inlet | Mechanical | Breeching Inlet | [5 empty] | NIE | NIE1 | L1 | NIE1-01 CORRIDOR |  |  |  | Active | ITEFM
| Sprinkler Breeching Inlet 2 | Sprinkler Breeching Inlet | Mechanical | Breeching Inlet | [5 empty] | NIE | NIE2 | L1 | NIE2-01-CENTER CORRIDOR |  |  |  | Active | ITEFM
| Sprinkler Breeching Inlet 3 | Sprinkler Breeching Inlet | Mechanical | Breeching Inlet | [5 empty] | NIE | NIE3 | L1 | NIE3-01-CENTER CORRIDOR |  |  |  | Active | ITEFM
| Sprinkler Breeching Inlet 4 | Sprinkler Breeching Inlet | Mechanical | Breeching Inlet | [5 empty] | NIE | NIE3B | L1 | NIE3B-01-M4 |  |  |  | Active | ITEFM
| Sprinkler Breeching Inlet 5 | Sprinkler Breeching Inlet | Mechanical | Breeching Inlet | [5 empty] | NIE | NIE4 | L1 | NIE4-01-M1 |  |  |  | Active | ITEFM
| Sprinkler Breeching Inlet 6 | Sprinkler Breeching Inlet | Mechanical | Breeching Inlet | [5 empty] | NIE | NIE5 | L1 | NIE5-01-CENTER CORRIDOR |  |  |  | Active | ITEFM
| Sprinkler Breeching Inlet 7 | Sprinkler Breeching Inlet | Mechanical | Breeching Inlet | [5 empty] | NIE | NIE7 | L1 | NIE7-01-CENTER CORRIDOR |  |  |  | Active | ITEFM
| Sprinkler Breeching Inlet 8 | Sprinkler Breeching Inlet | Mechanical | Breeching Inlet | [5 empty] | NIE | NIE7A | B4 | NIE7A-B4 NEAR TO CAR PARK 7 |  |  |  | Active | ITEFM
| Sprinkler control valve No.1-1 | Sprinkler Control Valve | Mechanical | Control Valve | [5 empty] | NIE | NIE1 | L1 | NIE1-01-M5 | F200 |  |  | Active | ITEFM
| Sprinkler control valve No.1-2 | Sprinkler Control Valve | Mechanical | Control Valve | [5 empty] | NIE | NIE1 | L1 | NIE1-01-M5 | F200 |  |  | Active | ITEFM
| Sprinkler control valve No.2-1 | Sprinkler Control Valve | Mechanical | Control Valve | [5 empty] | NIE | NIE2 | B1 | NIE2-B1-M4 | F200 |  |  | Active | ITEFM
| Sprinkler control valve No.2-2 | Sprinkler Control Valve | Mechanical | Control Valve | [5 empty] | NIE | NIE2 | L1 | NIE2-01-M6 | AFP910 |  |  | Active | ITEFM
| Sprinkler control valve No.2-3 | Sprinkler Control Valve | Mechanical | Control Valve | [5 empty] | NIE | NIE2 | L1 | NIE2-01-M6 | F200 |  |  | Active | ITEFM
| Sprinkler control valve No.2-4 | Sprinkler Control Valve | Mechanical | Control Valve | [5 empty] | NIE | NIE2 | L1 | NIE2-01-M6 | F200 |  |  | Active | ITEFM
| Sprinkler control valve No.3-1 | Sprinkler Control Valve | Mechanical | Control Valve | [5 empty] | NIE | NIE3 | B2 | NIE3-B2-M1 | F200 |  |  | Active | ITEFM
| Sprinkler control valve No.3-2 | Sprinkler Control Valve | Mechanical | Control Valve | [5 empty] | NIE | NIE3 | B2 | NIE3-B2-M1 | F200 |  |  | Active | ITEFM
| Sprinkler control valve No.3-3 | Sprinkler Control Valve | Mechanical | Control Valve | [5 empty] | NIE | NIE3 | B1 | NIE3-B1-M2 | F200 |  |  | Active | ITEFM
| Sprinkler control valve No.3-4 | Sprinkler Control Valve | Mechanical | Control Valve | [5 empty] | NIE | NIE3 | B1 | NIE3-B1-M7 | F200 |  |  | Active | ITEFM
| Sprinkler control valve No.3-6 | Sprinkler Control Valve | Mechanical | Control Valve | [5 empty] | NIE | NIE3 | L1 | NIE3-01-M8 | F200 |  |  | Active | ITEFM
| Sprinkler control valve No.3-7 | Sprinkler Control Valve | Mechanical | Control Valve | [5 empty] | NIE | NIE3 | L1 | NIE3-01-M8 | F200 |  |  | Active | ITEFM
| Sprinkler control valve No.3-8 | Sprinkler Control Valve | Mechanical | Control Valve | [5 empty] | NIE | NIE3 | L1 | NIE3-01-M8 | F200 |  |  | Active | ITEFM
| Sprinkler control valve No.3-9 | Sprinkler Control Valve | Mechanical | Control Valve | [5 empty] | NIE | NIE3 | L1 | NIE3-01-M8 | F200 |  |  | Active | ITEFM
| Sprinkler control valve No.3-10 | Sprinkler Control Valve | Mechanical | Control Valve | [5 empty] | NIE | NIE3 | L1 | NIE3-01-M8 | F200 |  |  | Active | ITEFM
| Sprinkler control valve No.3-11 | Sprinkler Control Valve | Mechanical | Control Valve | [5 empty] | NIE | NIE3 | L1 | NIE3-01-M8 | F200 |  |  | Active | ITEFM
| Sprinkler control valve No.3A-5 | Sprinkler Control Valve | Mechanical | Control Valve | [5 empty] | NIE | NIE3A | B2 | NIE3A-B2-ME03 | F200 |  |  | Active | ITEFM
| Sprinkler control valve No.3B-12 | Sprinkler Control Valve | Mechanical | Control Valve | [5 empty] | NIE | NIE3B | L1 | NIE3B-01-M4 | F200 |  |  | Active | ITEFM
| Sprinkler control valve No.4-1 | Sprinkler Control Valve | Mechanical | Control Valve | [5 empty] | NIE | NIE4 | B1 | NIE4-B1-M4 | AFP910 |  |  | Active | ITEFM
| Sprinkler control valve No.4-2 | Sprinkler Control Valve | Mechanical | Control Valve | [5 empty] | NIE | NIE4 | B1 | NIE4-B1-M4 | F200 |  |  | Active | ITEFM
| Sprinkler control valve No.4-3 | Sprinkler Control Valve | Mechanical | Control Valve | [5 empty] | NIE | NIE4 | L1 | NIE4-01-M1 | F200 |  |  | Active | ITEFM
| Sprinkler control valve No.5-1 | Sprinkler Control Valve | Mechanical | Control Valve | [5 empty] | NIE | NIE5 | B4 | NIE5-B4-ME07 | AFP910 |  |  | Active | ITEFM
| Sprinkler control valve No.5-2 | Sprinkler Control Valve | Mechanical | Control Valve | [5 empty] | NIE | NIE5 | B3 | NIE5-B3-ME01 | F200 |  |  | Active | ITEFM
| Sprinkler control valve No.5-3 | Sprinkler Control Valve | Mechanical | Control Valve | [5 empty] | NIE | NIE5 | B1 | NIE5-B1-ME3 | F200 |  |  | Active | ITEFM
| Sprinkler control valve No.5-4 | Sprinkler Control Valve | Mechanical | Control Valve | [5 empty] | NIE | NIE5 | L1 | NIE5-01-ME5 | F200 |  |  | Active | ITEFM
| Sprinkler control valve No.5-5 | Sprinkler Control Valve | Mechanical | Control Valve | [5 empty] | NIE | NIE5 | L1 | NIE5-01-ME5 | F200 |  |  | Active | ITEFM
| Sprinkler control valve No.7-1 | Sprinkler Control Valve | Mechanical | Control Valve | [5 empty] | NIE | NIE7 | B1 | NIE7-B1-ME4 | F200 |  |  | Active | ITEFM
| Sprinkler control valve No.7-2 | Sprinkler Control Valve | Mechanical | Control Valve | [5 empty] | NIE | NIE7 | L1 | NIE7-01-M1 | F200 |  |  | Active | ITEFM
| Sprinkler control valve No.7-3 | Sprinkler Control Valve | Mechanical | Control Valve | [5 empty] | NIE | NIE7 | L1 | NIE7-01-M1 | F200 |  |  | Active | ITEFM
| Sprinkler control valve No.7-4 | Sprinkler Control Valve | Mechanical | Control Valve | [5 empty] | NIE | NIE7 | L1 | NIE7-01-M1 | F200 |  |  | Active | ITEFM
| Sprinkler control valve No.7-5 | Sprinkler Control Valve | Mechanical | Control Valve | [5 empty] | NIE | NIE7 | L1 | NIE7-01-M1 | F200 |  |  | Active | ITEFM
| Sprinkler control valve No.7-6 | Sprinkler Control Valve | Mechanical | Control Valve | [5 empty] | NIE | NIE7 | B3 | NIE7-B3-ME05 | F200 |  |  | Active | ITEFM
| Sprinkler control valve No.7-7 | Sprinkler Control Valve | Mechanical | Control Valve | [5 empty] | NIE | NIE7 | B2 | NIE7-B2-ME02 | F200 |  |  | Active | ITEFM
| Sprinkler control valve No.7-8 | Sprinkler Control Valve | Mechanical | Control Valve | [5 empty] | NIE | NIE7 | B1 | NIE7-B1-ME09 | F200 |  |  | Active | ITEFM
| Sprinkler control valve No.7-9 | Sprinkler Control Valve | Mechanical | Control Valve | [5 empty] | NIE | NIE7 | B1 | NIE7-B1-DED STORE | F200 |  |  | Active | ITEFM
| Sprinkler control valve No.7A-1 | Sprinkler Control Valve | Mechanical | Control Valve | [5 empty] | NIE | NIE7A | B4 | NIE7A-B4-ME01 | F200 |  |  | Active | ITEFM
| Sprinkler control valve No.7A-2 | Sprinkler Control Valve | Mechanical | Control Valve | [5 empty] | NIE | NIE7A | B3 | NIE7A-B3-M1 | F200 |  |  | Active | ITEFM
| Sprinkler control valve No.7A-3 | Sprinkler Control Valve | Mechanical | Control Valve | [5 empty] | NIE | NIE7A | B2 | NIE7A-B2-M1 | F200 |  |  | Active | ITEFM
| Sprinkler control valve No.7A-4 | Sprinkler Control Valve | Mechanical | Control Valve | [5 empty] | NIE | NIE7A | B1 | NIE7A-B1-M1 | F200 |  |  | Active | ITEFM
| Sprinkler Jockey Pump No. 1 | Sprinkler Jockey Pump | Mechanical | Pump | [5 empty] | NIE | NIE5 | B4 | NIE5-B4-SPRINKLER PUMP ROOM | CR2-150 AAA-BUBE | D40500015P20212 |  | Active | ITEFM
| Sprinkler Pump No. 1 | Sprinkler Pump | Mechanical | Pump | [5 empty] | NIE | NIE5 | B4 | NIE5-B4-SPRINKLER PUMP ROOM | KP08E | S96704/1 |  | Active | ITEFM
| Sprinkler Pump No. 2 | Sprinkler Pump | Mechanical | Pump | [5 empty] | NIE | NIE5 | B4 | NIE5-B4-SPRINKLER PUMP ROOM | KP08E | S96704/2 |  | Active | ITEFM
| Sub MSB 7-1 | Sub MSB | Electrical | Sub MSB | [5 empty] | NIE |  |  |  | nil | nil |  | Active | ISMM
| Sump Pump No.1-1 | Sump Pump | Mechanical | Pump | [5 empty] | NIE | NIE1 | B1 | NIE1-B1-ME5 EJECTOR PUMP ROOM | 80PU21.5-52 | B-11061020 |  | Active | ITEFM
| Sump Pump No.1-2 | Sump Pump | Mechanical | Pump | [5 empty] | NIE | NIE1 | B1 | NIE1-B1-ME5 EJECTOR PUMP ROOM | 80PU21.5-53 | B-11083008 |  | Active | ITEFM
| Sump Pump No.5-1 | Sump Pump | Mechanical | Pump | [5 empty] | NIE | NIE5 | B2 | NIE5-B2-SERVICE CORRIDOR | 100B45.5 | 18603274003 |  | Active | ITEFM
| Sump Pump No.5-2 | Sump Pump | Mechanical | Pump | [5 empty] | NIE | NIE5 | B2 | NIE5-B2-SERVICE CORRIDOR | 100B45.5 | 18603274004 |  | Active | ITEFM
| Sump Pump No.7A-1 | Sump Pump | Mechanical | Pump | [5 empty] | NIE | NIE7A | B4 | NIE7A-B4-02 | RW2120BB |  |  | Active | ITEFM
| Sump Pump No.7A-2 | Sump Pump | Mechanical | Pump | [5 empty] | NIE | NIE7A | B4 | NIE7A-B4-02 | RW2120BB |  |  | Active | ITEFM
| Sunscreen Control Panel | Sunscreen Control Panel | Mechanical | Control Panel | [5 empty] | NIE | NIE1 | L1 | NIE1-01-10 FCC |  |  |  | Active | ITEFM
| Sunscreen No. 1 | Sunscreen System | Mechanical | Sunscreen | [5 empty] | NIE | NIE1 | L1 | NIE1-01 CORRIDOR | FAAC 391 |  |  | Active | ITEFM
| Sunscreen No. 2 | Sunscreen System | Mechanical | Sunscreen | [5 empty] | NIE | NIE1 | L1 | NIE1-01 CORRIDOR |  |  |  | Active | ITEFM
| Sunscreen No. 3 | Sunscreen System | Mechanical | Sunscreen | [5 empty] | NIE | NIE7 | L1 | NIE7-01 CORRIDOR | FAAC 391 |  |  | Active | ITEFM
| Sunscreen No. 4 | Sunscreen System | Mechanical | Sunscreen | [5 empty] | NIE | NIE7 | L1 | NIE7-01 CORRIDOR | FAAC 391 |  |  | Active | ITEFM
| Sunscreen No. 5 | Sunscreen System | Mechanical | Sunscreen | [5 empty] | NIE | NIE7 | L1 | NIE7-01 CORRIDOR |  |  |  | Active | ITEFM
| Sunscreen No. 6 | Sunscreen System | Mechanical | Sunscreen | [5 empty] | NIE | NIE7 | L1 | NIE7-01 CORRIDOR |  |  |  | Active | ITEFM
| Sunscreen No. 7 | Sunscreen System | Mechanical | Sunscreen | [5 empty] | NIE | NIE7 | L1 | NIE7-01 CORRIDOR |  |  |  | Active | ITEFM
| Sunscreen No. 8 | Sunscreen System | Mechanical | Sunscreen | [5 empty] | NIE | NIE7 | L1 | NIE7-01 CORRIDOR |  |  |  | Active | ITEFM
| Sunscreen No. 9 | Sunscreen System | Mechanical | Sunscreen | [5 empty] | NIE | NIE7 | L1 | NIE7-01 CORRIDOR |  |  |  | Active | ITEFM
| Sunscreen No. 10 | Sunscreen System | Mechanical | Sunscreen | [5 empty] | NIE | NIE7 | L1 | NIE7-01 CORRIDOR |  |  |  | Active | ITEFM
| Sunscreen No. 11 | Sunscreen System | Mechanical | Sunscreen | [5 empty] | NIE | NIE5 | L1 | NIE5-01 CORRIDOR | FAAC 391 |  |  | Active | ITEFM
| Sunscreen No. 12 | Sunscreen System | Mechanical | Sunscreen | [5 empty] | NIE | NIE5 | L1 | NIE5-01 CORRIDOR |  |  |  | Active | ITEFM
| Sunscreen No. 13 | Sunscreen System | Mechanical | Sunscreen | [5 empty] | NIE | NIE5 | L1 | NIE5-01 CORRIDOR |  |  |  | Active | ITEFM
| Sunscreen No. 14 | Sunscreen System | Mechanical | Sunscreen | [5 empty] | NIE | NIE4 | L1 | NIE4-01 CORRIDOR | FAAC 391 |  |  | Active | ITEFM
| Sunscreen No. 15 | Sunscreen System | Mechanical | Sunscreen | [5 empty] | NIE | NIE4 | L1 | NIE4-01 CORRIDOR | FAAC 391 |  |  | Active | ITEFM
| Sunscreen No. 16 | Sunscreen System | Mechanical | Sunscreen | [5 empty] | NIE | NIE4 | L1 | NIE4-01 CORRIDOR |  |  |  | Active | ITEFM
| Sunscreen No. 17 | Sunscreen System | Mechanical | Sunscreen | [5 empty] | NIE | NIE4 | L1 | NIE4-01 CORRIDOR |  |  |  | Active | ITEFM
| Sunscreen No. 18 | Sunscreen System | Mechanical | Sunscreen | [5 empty] | NIE | NIE4 | L1 | NIE4-01 CORRIDOR | FAAC 391 |  |  | Active | ITEFM
| Sunscreen No. 19 | Sunscreen System | Mechanical | Sunscreen | [5 empty] | NIE | NIE4 | L1 | NIE4-01 CORRIDOR |  |  |  | Active | ITEFM
| Sunscreen No. 20 | Sunscreen System | Mechanical | Sunscreen | [5 empty] | NIE | NIE4 | L1 | NIE4-01 CORRIDOR |  |  |  | Active | ITEFM
| Sunscreen No. 21 | Sunscreen System | Mechanical | Sunscreen | [5 empty] | NIE | NIE4 | L1 | NIE4-01 CORRIDOR |  |  |  | Active | ITEFM
| Sunscreen No. 22 | Sunscreen System | Mechanical | Sunscreen | [5 empty] | NIE | NIE4 | B2 | NIE4-B2 LOADING BAY | FAAC 391 |  |  | Active | ITEFM
| Sunscreen No. 23 | Sunscreen System | Mechanical | Sunscreen | [5 empty] | NIE | NIE4 | B2 | NIE4-B2 LOADING BAY | FAAC 391 |  |  | Active | ITEFM
| Sunscreen No. 24 | Sunscreen System | Mechanical | Sunscreen | [5 empty] | NIE | NIE3 | L1 | NIE3-01 CORRIDOR | FAAC 391 |  |  | Active | ITEFM
| Sunscreen No. 25 | Sunscreen System | Mechanical | Sunscreen | [5 empty] | NIE | NIE3 | L1 | NIE3-01 CORRIDOR | FAAC 391 |  |  | Active | ITEFM
| Sunscreen No. 26 | Sunscreen System | Mechanical | Sunscreen | [5 empty] | NIE | NIE3 | L1 | NIE3-01 CORRIDOR |  |  |  | Active | ITEFM
| Sunscreen No. 27 | Sunscreen System | Mechanical | Sunscreen | [5 empty] | NIE | NIE3 | L1 | NIE3-01 CORRIDOR |  |  |  | Active | ITEFM
| Sunscreen No. 28 | Sunscreen System | Mechanical | Sunscreen | [5 empty] | NIE | NIE3 | L1 | NIE3-01 CORRIDOR |  |  |  | Active | ITEFM
| Sunscreen No. 29 | Sunscreen System | Mechanical | Sunscreen | [5 empty] | NIE | NIE3 | L1 | NIE3-01 CORRIDOR |  |  |  | Active | ITEFM
| Sunscreen No. 30 | Sunscreen System | Mechanical | Sunscreen | [5 empty] | NIE | NIE3 | L1 | NIE3-01 CORRIDOR |  |  |  | Active | ITEFM
| Sunscreen No. 31 | Sunscreen System | Mechanical | Sunscreen | [5 empty] | NIE | NIE3 | L1 | NIE3-01 CORRIDOR |  |  |  | Active | ITEFM
| Sunscreen No. 32 | Sunscreen System | Mechanical | Sunscreen | [5 empty] | NIE | NIE3 | L1 | NIE3-01 CORRIDOR |  |  |  | Active | ITEFM
| Sunscreen No. 33 | Sunscreen System | Mechanical | Sunscreen | [5 empty] | NIE | NIE2 | L1 | NIE2-01 CORRIDOR |  |  |  | Active | ITEFM
| Sunscreen No. 34 | Sunscreen System | Mechanical | Sunscreen | [5 empty] | NIE | NIE2 | L1 | NIE2-01 CORRIDOR |  |  |  | Active | ITEFM
| Sunscreen No. 35 | Sunscreen System | Mechanical | Sunscreen | [5 empty] | NIE | NIE2 | L1 | NIE2-01 CORRIDOR |  |  |  | Active | ITEFM
| Sunscreen No. 36 | Sunscreen System | Mechanical | Sunscreen | [5 empty] | NIE | NIE2 | L1 | NIE2-01 CORRIDOR |  |  |  | Active | ITEFM
| Sunscreen No. 37 | Sunscreen System | Mechanical | Sunscreen | [5 empty] | NIE | NIE2 | L1 | NIE2-01 CORRIDOR | FAAC 391 |  |  | Active | ITEFM
| Sunscreen No. 38 | Sunscreen System | Mechanical | Sunscreen | [5 empty] | NIE | NIE2 | L1 | NIE2-01 CORRIDOR | FAAC 391 |  |  | Active | ITEFM
| Sunscreen No. 39 | Sunscreen System | Mechanical | Sunscreen | [5 empty] | NIE | NIE2 | L1 | NIE2-01 CORRIDOR |  |  |  | Active | ITEFM
| Sunscreen No. 40 | Sunscreen System | Mechanical | Sunscreen | [5 empty] | NIE | NIE2 | L1 | NIE2-01 CORRIDOR |  |  |  | Active | ITEFM
| SWD1 | Auto swing wooden door, double | Electrical | Autodoor | [5 empty] | RMG | RH | 7 | ICU Counter A | Entrée |  |  | Active | ITEFM
| SWD2 | Auto swing wooden door, double | Electrical | Autodoor | [5 empty] | RMG | RH | 7 | ICU Counter B | Besam |  |  | Active | ITEFM
| SWD3 | Auto swing wooden door, double | Electrical | Autodoor | [5 empty] | RMG | RH | 7 | Day Surgery | Besam |  |  | Active | ITEFM
| SWD4 | Auto swing wooden door, double | Electrical | Autodoor | [5 empty] | RMG | RH | 7 | OT | Classic |  |  | Active | ITEFM
| SWD5 | Auto swing wooden door, double | Electrical | Autodoor | [5 empty] | RMG | RH | 7 | Day Surgery | Besam |  |  | Active | ITEFM
| SWD6 | Auto swing wooden door, double | Electrical | Autodoor | [5 empty] | RMG | RH | 8 | Nursing Stn C | Entrée |  |  | Active | ITEFM
| SWD7 | Auto swing wooden door, double | Electrical | Autodoor | [5 empty] | RMG | RH | 8 | Ward 842 (Ophir Suite) | Entrée |  |  | Active | ITEFM
| SWD8 | Auto swing wooden door, double | Electrical | Autodoor | [5 empty] | RMG | RH | 8 | Labour Ward | Entrée |  |  | Active | ITEFM
| SWD9 | Auto swing wooden door, double | Electrical | Autodoor | [5 empty] | RMG | RH | 9 | Nursing Stn C | Besam |  |  | Active | ITEFM
| SWD10 | Auto swing wooden door, double | Electrical | Autodoor | [5 empty] | RMG | RH | 9 | Ward 942 (Nicoll Suite) | Besam |  |  | Active | ITEFM
| SWD11 | Auto swing wooden door, single | Electrical | Autodoor | [5 empty] | RMG | RH | 9 | Ward 952 (BMT) | Classic |  |  | Active | ITEFM
| SWD12 | Auto swing wooden door, single | Electrical | Autodoor | [5 empty] | RMG | RH | 9 | Ward 953 (BMT) | Classic |  |  | Active | ITEFM
| SWD13 | Auto swing wooden door, single | Electrical | Autodoor | [5 empty] | RMG | RH | 9 | Ward 954 (BMT) | Classic |  |  | Active | ITEFM
| SWD14 | Auto swing wooden door, single | Electrical | Autodoor | [5 empty] | RMG | RH | 9 | Ward 955 (BMT) | Classic |  |  | Active | ITEFM
| SWD15 | Auto swing wooden door, double | Electrical | Autodoor | [5 empty] | RMG | RH | 10 | Ward 1001 | Entrée |  |  | Active | ITEFM
| SWD16 | Auto swing wooden door, single | Electrical | Autodoor | [5 empty] | RMG | RSC | 1 | Fireman Lift Lobby | Accessco |  |  | Active | ITEFM
| SWD17 | Auto swing wooden door, single | Electrical | Autodoor | [5 empty] | RMG | RSC | 2 | Fireman Lift Lobby | Accessco |  |  | Active | ITEFM
| SWD18 | Auto swing wooden door, single | Electrical | Autodoor | [5 empty] | RMG | RSC | 3 | Fireman Lift Lobby | Accessco |  |  | Active | ITEFM
| SWD19 | Auto swing wooden door, double | Electrical | Autodoor | [5 empty] | RMG | RSC | 7 | Fireman Lift Lobby | Accessco |  |  | Active | ITEFM
| SWD20 | Auto swing wooden door, double | Electrical | Autodoor | [5 empty] | RMG | RSC | 7 | Link Bridge | Entrée |  |  | Active | ITEFM
| SWD21 | Auto swing wooden door, double | Electrical | Autodoor | [5 empty] | RMG | RSC | 8 | Fireman Lift Lobby | Accessco |  |  | Active | ITEFM
| SWD22 | Auto swing wooden door, double | Electrical | Autodoor | [5 empty] | RMG | RSC | 8 | Link Bridge | Entrée |  |  | Active | ITEFM
| SWD23 | Auto swing wooden door, double | Electrical | Autodoor | [5 empty] | RMG | RSC | 9 | Fireman Lift Lobby | Accessco |  |  | Active | ITEFM
| SWD24 | Auto swing wooden door, double | Electrical | Autodoor | [5 empty] | RMG | RSC | 9 | Link Bridge | Entrée |  |  | Active | ITEFM
| SWD25 | Auto swing wooden door, double | Electrical | Autodoor | [5 empty] | RMG | RSC | 10 | Fireman Lift Lobby | Accessco |  |  | Active | ITEFM
| SWD26 | Auto swing wooden door, double | Electrical | Autodoor | [5 empty] | RMG | RSC | 10 | Link Bridge | Entrée |  |  | Active | ITEFM
| SWD27 | Auto swing wooden door, double | Electrical | Autodoor | [5 empty] | RMG | RSC | 11 | Fireman Lift Lobby | Accessco |  |  | Active | ITEFM
| SWD28 | Auto swing wooden door, double | Electrical | Autodoor | [5 empty] | RMG | RSC | 11 | Link Bridge | Entrée |  |  | Active | ITEFM
| SWD29 | Auto swing wooden door, double | Electrical | Autodoor | [5 empty] | RMG | RSC | 12 | Fireman Lift Lobby | Accessco |  |  | Active | ITEFM
| SWD30 | Auto swing wooden door, double | Electrical | Autodoor | [5 empty] | RMG | RSC | 12 | Link Bridge | Entrée |  |  | Active | ITEFM
| SWD31 | Auto swing wooden door, double | Electrical | Autodoor | [5 empty] | RMG | RSC | 13 | Fireman Lift Lobby | Accessco |  |  | Active | ITEFM
| SWD32 | Auto swing wooden door, double | Electrical | Autodoor | [5 empty] | RMG | RSC | 13 | Link Bridge | Entrée |  |  | Active | ITEFM
| SWD33 | Auto swing wooden door, double | Electrical | Autodoor | [5 empty] | RMG | RSC | 16 | Fireman Lift Lobby | Accessco |  |  | Active | ITEFM
| SWD34 | Auto swing wooden door, double | Electrical | Autodoor | [5 empty] | RMG | RSC | 17 | Fireman Lift Lobby | Accessco |  |  | Active | ITEFM
| SWD35 | Auto swing wooden door, double | Electrical | Autodoor | [5 empty] | RMG | RSC | 18 | Fireman Lift Lobby | Accessco |  |  | Active | ITEFM
| SWD36 | Auto swing wooden door, double | Electrical | Autodoor | [5 empty] | RMG | RSC | 20 | Fireman Lift Lobby | Accessco |  |  | Active | ITEFM
| SWD37 | Auto swing wooden door, double | Electrical | Autodoor | [5 empty] | RMG | RSC | 21 | Fireman Lift Lobby | Accessco |  |  | Active | ITEFM
| SWD38 | Auto swing wooden door, single | Electrical | Autodoor | [5 empty] | RMG | RSC | 22 | Common Office | Entrée |  |  | Active | ITEFM
| SWD39 | Auto swing wooden door, single | Electrical | Autodoor | [5 empty] | RMG | RSC | B1 | Fireman Lift Lobby | Accessco |  |  | Active | ITEFM
| SWD40 | Auto swing wooden door, single | Electrical | Autodoor | [5 empty] | RMG | RSC | B2 | Fireman Lift Lobby | Accessco |  |  | Active | ITEFM
| SWD41 | Auto slidng wooden door, single | Electrical | Autodoor | [5 empty] | RMG | RH | 7 | Operating Theatre 1 (Endoscopy) | Besam |  |  | Active | ITEFM
| SWG1 | Auto swing glass door, double | Electrical | Autodoor | [5 empty] | RMG | RH | 8 | Ward 801 | Accessco |  |  | Active | ITEFM
| SWG2 | Auto swing glass door, double | Electrical | Autodoor | [5 empty] | RMG | RH | 8 | Nursing Stn B | Accessco |  |  | Active | ITEFM
| SWG3 | Auto swing glass door, double | Electrical | Autodoor | [5 empty] | RMG | RH | 8 | Ward 843-846 | Entrée |  |  | Active | ITEFM
| SWG4 | Auto swing glass door, double | Electrical | Autodoor | [5 empty] | RMG | RH | 10 | Nursing Stn A | Entrée |  |  | Active | ITEFM
| SWG5 | Auto swing glass door, double | Electrical | Autodoor | [5 empty] | RMG | RH | 10 | Nursing Stn D | Entrée |  |  | Active | ITEFM
| SWG6 | Auto swing glass door, double | Electrical | Autodoor | [5 empty] | RMG | RH | 10 | Ward 1028 | Entrée |  |  | Active | ITEFM
| SWG7 | Auto swing glass door, double | Electrical | Autodoor | [5 empty] | RMG | RH | 10 | Nursing Stn C | Entrée |  |  | Active | ITEFM
| SWG8 | Auto swing glass door, single | Electrical | Autodoor | [5 empty] | RMG | RSC | 11 | MRI Room 23 | Entrée |  |  | Active | ITEFM
| TEF-L1-01 |  | ACMV | Exhaust Air Fan | [5 empty] | CEPO | Main East | Level 1 | Male toilet | UNO 67-450-4DW |  |  | Active | ITEFM
| TEF-L1-02 |  | ACMV | Exhaust Air Fan | [5 empty] | CEPO | Main East | Level 1 | Female toilet | UNO 67-450-4DW |  |  | Active | ITEFM
| TEF-L1-03 |  | ACMV | Exhaust Air Fan | [5 empty] | CEPO | Main West | Level 1 | Handicapped Toilet | UNO 67-500-4D |  |  | Active | ITEFM
| TEF-L1-04 |  | ACMV | Exhaust Air Fan | [5 empty] | CEPO | Main West | Level 1 | Nursing Room | UNO 67-500-4D |  |  | Active | ITEFM
| TEF-L2-01 |  | ACMV | Exhaust Air Fan | [5 empty] | CEPO | Main East | Level 2 | Male Toilet | UNO 67-450-4DW |  |  | Active | ITEFM
| TEF-L2-02 |  | ACMV | Exhaust Air Fan | [5 empty] | CEPO | Main East | Level 2 | Female Toilet | UNO 67-450-4DW |  |  | Active | ITEFM
| TEF-L2-03 |  | ACMV | Exhaust Air Fan | [5 empty] | CEPO | Main West | Level 2 | Handicapped Toilet | UNO 67-500-4D |  |  | Active | ITEFM
| TEF-L2-04 |  | ACMV | Exhaust Air Fan | [5 empty] | CEPO | Main West | Level 2 | Nursing Room | UNO 67-500-4D |  |  | Active | ITEFM
| TEF-L3-01 |  | ACMV | Exhaust Air Fan | [5 empty] | CEPO | Main Central | Level 3 | Male Toilet | RS315 |  |  | Active | ITEFM
| Test Asset 1 | Testing this asset | ACMV | FCU | [5 empty] | Test Site | HQ | [5 empty] | Active | ITEFM
| test_01 | Sprinkler | Fire Protection System | Automatic Sprinkler System | 2 | 2022-06-30 | 2021-08-01 | 2019-01-01 | 2035-12-31 | Razer | Building | Level 02 | COMM ROOM | P350P5222 | S/N01156783 | 23543586 | Active | ISMM
| test_02 | Alarm Panel | Fire Protection System | Alarm Panel | 1 | 2021-12-31 | 2021-08-01 | 2019-12-30 | 2051-12-31 | Razer | Building | Level 02 | COMM ROOM | 26042021 | S/N01156763 |  | Active | ISMM
| test_site_01 | testing Asset description | ACMV | AIR COMPRESSOR | 2 | 2021-04-30 | 2020-04-02 | 2021-04-01 | 2021-04-30 | Test Site | HQ | Level 1 | 01 | 01 test | 01 test | 012023044 | Active | ISMM
| Transformer 2-1 | Transformer | Electrical | Transformer | [5 empty] | NIE |  |  |  | ABB 3 phase Transformers | 9815704 |  | Active | ISMM
| Transformer 2-2 | Transformer | Electrical | Transformer | [5 empty] | NIE |  |  |  | ABB 3 phase Transformers | 9815705 |  | Active | ISMM
| Transformer 5-1 | Transformer | Electrical | Transformer | [5 empty] | NIE |  |  |  | ABB 3 phase Transformers | 9815604 |  | Active | ISMM
| Transformer 5-2 | Transformer | Electrical | Transformer | [5 empty] | NIE |  |  |  | ABB 3 phase Transformers | 9815601 |  | Active | ISMM
| Transformer 5-3 | Transformer | Electrical | Transformer | [5 empty] | NIE |  |  |  | ABB 3 phase Transformers | 9815603 |  | Active | ISMM
| Transformer 5-4 | Transformer | Electrical | Transformer | [5 empty] | NIE |  |  |  | ABB 3 phase Transformers | 9815605 |  | Active | ISMM
| Transformer 5-5 | Transformer | Electrical | Transformer | [5 empty] | NIE |  |  |  | ABB 3 phase Transformers | 9815602 |  | Active | ISMM
| Transformer 7-1 | Transformer | Electrical | Transformer | [5 empty] | NIE |  |  |  | ABB 3 phase Transformers | 9815703 |  | Active | ISMM
| Transformer 7-2 | Transformer | Electrical | Transformer | [5 empty] | NIE |  |  |  | ABB 3 phase Transformers | 9815702 |  | Active | ISMM
| UVL-AHU-1-2 | UV light for AHU-1-2, 1 tube | ACMV | UV Light | [5 empty] | RMG | RH | 1 | AHU Space (Ambulance Bay Ceiling) | Rydair UVGI |  |  | Active | ISMM
| UVL-AHU-1-3 | UV light for AHU-1-3, 1 tube | ACMV | UV Light | [5 empty] | RMG | RH | 1 | AHU Space (Ambulance Bay Ceiling) | Rydair UVGI |  |  | Active | ITEFM
| UVL-AHU-1-4 | UV light for AHU-1-4, 1 tube | ACMV | UV Light | [5 empty] | RMG | RH | 1 | AHU Space (Ambulance Bay Ceiling) | Rydair UVGI |  |  | Active | ITEFM
| UVL-AHU-7-2 | UV light for AHU-7-2, 4 tubes | ACMV | UV Light | [5 empty] | RMG | RH | 7M | AHU Space | Airwave |  |  | Active | ITEFM
| UVL-AHU-9-1 | UV light for AHU-9-1, 6 tubes | ACMV | UV Light | [5 empty] | RMG | RH | 9 | AHU Room 1 | Airwave |  |  | Active | ITEFM
| UVL-AHU-10-1 | UV light for AHU-10-1, 6 tubes | ACMV | UV Light | [5 empty] | RMG | RH | 10 | AHU Room 1 | Airwave |  |  | Active | ITEFM
| UVL-AHU-13-1 | UV light for AHU-13-1, 4 tubes | ACMV | UV Light | [5 empty] | RMG | RH | 13 | AHU Room | Rydair UVGI |  |  | Active | ITEFM
| UVL-PAHU-4-1 | UV light for PAHU-4-1, 6 tubes | ACMV | UV Light | [5 empty] | RMG | RSC | 4 | PAHU Room | UV-Lux |  |  | Active | ITEFM
| UVL-PAHU-6-1 | UV light for PAHU-6-1, 6 tubes | ACMV | UV Light | [5 empty] | RMG | RSC | 6 | PAHU Room | UV-Lux |  |  | Active | ITEFM
| UVL-PAHU-19-1 | UV light for PAHU-19-1, 2 tubes | ACMV | UV Light | [5 empty] | RMG | RSC | 19 | PAHU Room | UV-Lux |  |  | Active | ITEFM
| VFCU-L1-01-MR-02-A |  | ACMV | FCU | [5 empty] | CEPO | Main West | Level 1 | Meeting Room Conference 1 | PEFY-P80 VMA-E |  |  | Active | ITEFM
| VFCU-L1-01-MR-02-B |  | ACMV | FCU | [5 empty] | CEPO | Main West | Level 1 | Meeting Room Conference 1 | PEFY-P80 VMA-E |  |  | Active | ITEFM
| VFCU-L1-01-MR-02-C |  | ACMV | FCU | [5 empty] | CEPO | Main West | Level 1 | Meeting Room Conference 1 | PEFY-P80 VMA-E |  |  | Active | ITEFM
| VFCU-L1-01-MR-02-D |  | ACMV | FCU | [5 empty] | CEPO | Main West | Level 1 | Meeting Room Conference 1 | PEFY-P80 VMA-E |  |  | Active | ITEFM
| VFCU-L1-02-MR-03-A |  | ACMV | FCU | [5 empty] | CEPO | Main West | Level 1 | Meeting Room Conference 2 | PEFY-P80 VMA-E |  |  | Active | ITEFM
| VFCU-L1-02-MR-03-B |  | ACMV | FCU | [5 empty] | CEPO | Main West | Level 1 | Meeting Room Conference 2 | PEFY-P80 VMA-E |  |  | Active | ITEFM
| VFCU-L1-02-MR-03-C |  | ACMV | FCU | [5 empty] | CEPO | Main West | Level 1 | Meeting Room Conference 2 | PEFY-P80 VMA-E |  |  | Active | ITEFM
| VFCU-L1-02-MR-03-D |  | ACMV | FCU | [5 empty] | CEPO | Main West | Level 1 | Meeting Room Conference 2 | PEFY-P80 VMA-E |  |  | Active | ITEFM
| VFCU-L1-03A-CL-04 |  | ACMV | FCU | [5 empty] | CEPO | Main West | Level 1 | Contractors Lobby Mail Room | PEFY-P125 VMA-E |  |  | Active | ITEFM
| VFCU-L1-03A-CR-06 |  | ACMV | FCU | [5 empty] | CEPO | Main West | Level 1 | Corridor West | PEFY-P125 VMA-E |  |  | Active | ITEFM
| VFCU-L1-03A-DC-30A |  | ACMV | FCU | [5 empty] | CEPO | Main West | Level 1 | Director Room Fruit Store | PEFY-P32 VMA-E |  |  | Active | ITEFM
| VFCU-L1-03A-DC-30B |  | ACMV | FCU | [5 empty] | CEPO | Main West | Level 1 | Director Room 8 | PEFY-P32 VMA-E |  |  | Active | ITEFM
| VFCU-L1-03A-DC-30C |  | ACMV | FCU | [5 empty] | CEPO | Main West | Level 1 | Director Room 9 | PEFY-P32 VMA-E |  |  | Active | ITEFM
| VFCU-L1-03A-MR-05 |  | ACMV | FCU | [5 empty] | CEPO | Main West | Level 1 | Meeting Room Synergy | PEFY-P63 VMA-E |  |  | Active | ITEFM
| VFCU-L1-03A-WS-08-C |  | ACMV | FCU | [5 empty] | CEPO | Main West | Level 1 | Open Office Area | PEFY-P200 VMHS-E (10) |  |  | Active | ITEFM
| VFCU-L1-03B-DC-31A |  | ACMV | FCU | [5 empty] | CEPO | Main West | Level 1 | Open Office Area | PEFY-P32 VMA-E |  |  | Active | ITEFM
| VFCU-L1-03B-DC-31B |  | ACMV | FCU | [5 empty] | CEPO | Main West | Level 1 | Open Office Area | PEFY-P32 VMA-E |  |  | Active | ITEFM
| VFCU-L1-03B-DC-31C |  | ACMV | FCU | [5 empty] | CEPO | Main West | Level 1 | Open Office Area | PEFY-P32 VMA-E |  |  | Active | ITEFM
| VFCU-L1-03B-PY-07 |  | ACMV | FCU | [5 empty] | CEPO | Main West | Level 1 | Pantry | PEFY-P80 VMA-E |  |  | Active | ITEFM
| VFCU-L1-03B-WS-08-D |  | ACMV | FCU | [5 empty] | CEPO | Main West | Level 1 | Open Office Area | PEFY-P200 VMHS-E (10) |  |  | Active | ITEFM
| VFCU-L1-03B-WS-08-E |  | ACMV | FCU | [5 empty] | CEPO | Main West | Level 1 | Open Office Area | PEFY-P250 VMHS-E (10) |  |  | Active | ITEFM
| VFCU-L1-04-MR-12 |  | ACMV | FCU | [5 empty] | CEPO | Main West | Level 1 | Meeting Room Focus 1 | PEFY-P50 VMA-E |  |  | Active | ITEFM
| VFCU-L1-04-MR-13 |  | ACMV | FCU | [5 empty] | CEPO | Main West | Level 1 | Meeting Room Focus 2 | PEFY-P50 VMA-E |  |  | Active | ITEFM
| VFCU-L1-04-MR-14 |  | ACMV | FCU | [5 empty] | CEPO | Main West | Level 1 | Meeting Room Focus 3 | PEFY-P50 VMA-E |  |  | Active | ITEFM
| VFCU-L1-04-WS-08-A |  | ACMV | FCU | [5 empty] | CEPO | Main West | Level 1 | Open Office Area | PEFY-P200 VMHS-E (10) |  |  | Active | ITEFM
| VFCU-L1-04-WS-08-B |  | ACMV | FCU | [5 empty] | CEPO | Main West | Level 1 | Open Office Area | PEFY-P200 VMHS-E (10) |  |  | Active | ITEFM
| VFCU-L1-04-WS-08-F |  | ACMV | FCU | [5 empty] | CEPO | Main West | Level 1 | Open Office Area | PEFY-P200 VMHS-E (10) |  |  | Active | ITEFM
| VFCU-L1-05-WS-08-G |  | ACMV | FCU | [5 empty] | CEPO | Main East | Level 1 | Open Office Area | PEFY-P200 VMHS-E (10) |  |  | Active | ITEFM
| VFCU-L1-05-WS-08-H |  | ACMV | FCU | [5 empty] | CEPO | Main East | Level 1 | Open Office Area | PEFY-P200 VMHS-E (10) |  |  | Active | ITEFM
| VFCU-L1-05-WS-08-I |  | ACMV | FCU | [5 empty] | CEPO | Main East | Level 1 | Open Office Area | PEFY-P200 VMHS-E (10) |  |  | Active | ITEFM
| VFCU-L1-05-WS-08-J |  | ACMV | FCU | [5 empty] | CEPO | Main East | Level 1 | Open Office Area | PEFY-P200 VMHS-E (10) |  |  | Active | ITEFM
| VFCU-L1-06A-WS-11-C |  | ACMV | FCU | [5 empty] | CEPO | Main East | Level 1 | Open Office Area | PEFY-P200 VMHS-E (10) |  |  | Active | ITEFM
| VFCU-L1-06A-WS-11-D |  | ACMV | FCU | [5 empty] | CEPO | Main East | Level 1 | Open Office Area | PEFY-P140 VMA-E |  |  | Active | ITEFM
| VFCU-L1-06A-WS-11-E |  | ACMV | FCU | [5 empty] | CEPO | Main East | Level 1 | Open Office Area | PEFY-P200 VMHS-E (10) |  |  | Active | ITEFM
| VFCU-L1-06B-DC-28A |  | ACMV | FCU | [5 empty] | CEPO | Main East | Level 1 | Director Room 1 | PEFY-P32 VMA-E |  |  | Active | ITEFM
| VFCU-L1-06B-DC-28B |  | ACMV | FCU | [5 empty] | CEPO | Main East | Level 1 | Director Room 2 | PEFY-P32 VMA-E |  |  | Active | ITEFM
| VFCU-L1-06B-DC-28C |  | ACMV | FCU | [5 empty] | CEPO | Main East | Level 1 | Director Room 3 | PEFY-P32 VMA-E |  |  | Active | ITEFM
| VFCU-L1-06B-WS-11-H |  | ACMV | FCU | [5 empty] | CEPO | Main East | Level 1 | Open Office Area | PEFY-P200 VMHS-E (10) |  |  | Active | ITEFM
| VFCU-L1-06B-WS-11-J |  | ACMV | FCU | [5 empty] | CEPO | Main East | Level 1 | Open Office Area | PEFY-P140 VMA-E |  |  | Active | ITEFM
| VFCU-L1-07-DC-29A |  | ACMV | FCU | [5 empty] | CEPO | Main East | Level 1 | Director Room 4 | PEFY-P32 VMA-E |  |  | Active | ITEFM
| VFCU-L1-07-DC-29B |  | ACMV | FCU | [5 empty] | CEPO | Main West | Level 1 | Director Room 5 | PEFY-P32 VMA-E |  |  | Active | ITEFM
| VFCU-L1-07-DC-29C |  | ACMV | FCU | [5 empty] | CEPO | Main West | Level 1 | Director Room 6 | PEFY-P32 VMA-E |  |  | Active | ITEFM
| VFCU-L1-07-PY-19 |  | ACMV | FCU | [5 empty] | CEPO | Main East | Level 1 | pantry | PEFY-P100 VMA-E |  |  | Active | ITEFM
| VFCU-L1-07-WS-11-A |  | ACMV | FCU | [5 empty] | CEPO | Main East | Level 1 | Open Office Area | PEFY-P200 VMHS-E (10) |  |  | Active | ITEFM
| VFCU-L1-07-WS-11-B |  | ACMV | FCU | [5 empty] | CEPO | Main East | Level 1 | Open Office Area | PEFY-P140 VMA-E |  |  | Active | ITEFM
| VFCU-L1-07-WS-11-F |  | ACMV | FCU | [5 empty] | CEPO | Main East | Level 1 | Open Office Area | PEFY-P200 VMHS-E (10) |  |  | Active | ITEFM
| VFCU-L1-07-WS-11-G |  | ACMV | FCU | [5 empty] | CEPO | Main East | Level 1 | Open Office Area | PEFY-P140 VMA-E |  |  | Active | ITEFM
| VFCU-L1-07-WS-11-J |  | ACMV | FCU | [5 empty] | CEPO | Main East | Level 1 | Open Office Area | PEFY-P200 VMHS-E (10) |  |  | Active | ITEFM
| VFCU-L1-08-MR-15 |  | ACMV | FCU | [5 empty] | CEPO | Main East | Level 1 | Meeting Room Focus 4 | PEFY-P50 VMA-E |  |  | Active | ITEFM
| VFCU-L1-08-MR-16 |  | ACMV | FCU | [5 empty] | CEPO | Main East | Level 1 | Meeting Room Focus 5 | PEFY-P50 VMA-E |  |  | Active | ITEFM
| VFCU-L1-08-MR-17 |  | ACMV | FCU | [5 empty] | CEPO | Main East | Level 1 | Meeting Room Focus 6 | PEFY-P50 VMA-E |  |  | Active | ITEFM
| VFCU-L1-08-SL-09-A |  | ACMV | FCU | [5 empty] | CEPO | Main Central | Level 1 | Pantry | PEFY-P140 VMA-E |  |  | Active | ITEFM
| VFCU-L1-08-SL-09-B |  | ACMV | FCU | [5 empty] | CEPO | Main Central | Level 1 | Pantry | PEFY-P140 VMA-E |  |  | Active | ITEFM
| VFCU-L1-08-SL-18-A |  | ACMV | FCU | [5 empty] | CEPO | Main Central | Level 1 | Reception | PEFY-P125 VMA-E |  |  | Active | ITEFM
| VFCU-L1-08-SS-18-B |  | ACMV | FCU | [5 empty] | CEPO | Main Central | Level 1 | Reception | PEFY-P140 VMA-E |  |  | Active | ITEFM
| VFCU-L1-09-CR-20-A |  | ACMV | FCU | [5 empty] | CEPO | Main East | Level 1 | Corridor East | PEFY-P200 VMHS-E (10) |  |  | Active | ITEFM
| VFCU-L1-09-CR-20-B |  | ACMV | FCU | [5 empty] | CEPO | Main East | Level 1 | Corridor East | PEFY-P140 VMA-E |  |  | Active | ITEFM
| VFCU-L1-09-ML-01-A |  | ACMV | FCU | [5 empty] | CEPO | Main Central | Level 1 | Reception | PEFY-P140 VMA-E |  |  | Active | ITEFM
| VFCU-L1-09-ML-01-B |  | ACMV | FCU | [5 empty] | CEPO | Main Central | Level 1 | Reception | PEFY-P140 VMA-E |  |  | Active | ITEFM
| VFCU-L1-09-MR-25 |  | ACMV | FCU | [5 empty] | CEPO | Main East | Level 1 | Meeting Room Inspire 4 | PEFY-P63 VMA-E |  |  | Active | ITEFM
| VFCU-L1-09-MR-26 |  | ACMV | FCU | [5 empty] | CEPO | Main East | Level 1 | Meeting Room Inspire 3 | PEFY-P80 VMA-E |  |  | Active | ITEFM
| VFCU-L1-09-VB-21 |  | ACMV | FCU | [5 empty] | CEPO | Main East | Level 1 | Boot Store | PEFY-P50 VMA-E |  |  | Active | ITEFM
| VFCU-L1-10-MR-23-A |  | ACMV | FCU | [5 empty] | CEPO | Main East | Level 1 | Meeting Room Inspire 6 | PEFY-P100 VMA-E |  |  | Active | ITEFM
| VFCU-L1-10-MR-23-B |  | ACMV | FCU | [5 empty] | CEPO | Main East | Level 1 | Meeting Room Inspire 6 | PEFY-P100 VMA-E |  |  | Active | ITEFM
| VFCU-L1-11-MR-24-A |  | ACMV | FCU | [5 empty] | CEPO | Main East | Level 1 | Meeting Room Inspire 5 | PEFY-P100 VMA-E |  |  | Active | ITEFM
| VFCU-L1-11-MR-24-B |  | ACMV | FCU | [5 empty] | CEPO | Main East | Level 1 | Meeting Room Inspire 5 | PEFY-P100 VMA-E |  |  | Active | ITEFM
| VFCU-L1-12A-CF-35-A |  | ACMV | FCU | [5 empty] | CEPO | Main East | Level 1 | T5 Café | PEFY-P200 VMHS-E (10) |  |  | Active | ITEFM
| VFCU-L1-12A-CF-35-B |  | ACMV | FCU | [5 empty] | CEPO | Main East | Level 1 | T5 Café | PEFY-P140 VMA-E |  |  | Active | ITEFM
| VFCU-L1-12A-CF-35-C |  | ACMV | FCU | [5 empty] | CEPO | Main East | Level 1 | T5 Café | PEFY-P200 VMHS-E (10) |  |  | Active | ITEFM
| VFCU-L1-12A-CF-35-G |  | ACMV | FCU | [5 empty] | CEPO | Main East | Level 1 | T5 Café | PEFY-P250 VMHS-E (10) |  |  | Active | ITEFM
| VFCU-L1-12B-CF-35-D |  | ACMV | FCU | [5 empty] | CEPO | Main East | Level 1 | T5 Café | PEFY-P200 VMHS-E (10) |  |  | Active | ITEFM
| VFCU-L1-12B-CF-35-E |  | ACMV | FCU | [5 empty] | CEPO | Main East | Level 1 | T5 Café | PEFY-P140 VMA-E |  |  | Active | ITEFM
| VFCU-L1-12B-CF-35-F |  | ACMV | FCU | [5 empty] | CEPO | Main East | Level 1 | T5 Café | PEFY-P200 VMHS-E (10) |  |  | Active | ITEFM
| VFCU-L1-13-NR-33 D/S |  | ACMV | FCU | [5 empty] | CEPO | Main East | Level 1 | Network Room | PEFY-P80 VMA-E |  |  | Active | ITEFM
| VFCU-L1-13-SR-31-A D/S |  | ACMV | FCU | [5 empty] | CEPO | Main East | Level 1 | Server Room | PEFY-P125 VMA-E |  |  | Active | ITEFM
| VFCU-L1-13-SR-31-B D/S |  | ACMV | FCU | [5 empty] | CEPO | Main East | Level 1 | Server Room | PEFY-P125 VMA-E |  |  | Active | ITEFM
| VFCU-L1-13A-FC-34 D/C |  | ACMV | FCU | [5 empty] | CEPO | Main West | Level 1 | FCC | PEFY-P50 VMA-E |  |  | Active | ITEFM
| VFCU-L1-13A-NR-32 D/C |  | ACMV | FCU | [5 empty] | CEPO | Main East | Level 1 | Network Room | PEFY-P80 VMA-E |  |  | Active | ITEFM
| VFCU-L1-17-01 |  | ACMV | FCU | [5 empty] | CEPO | Main East | Level 1 | Boot Store | PKFY-P50 VMH-E |  |  | Active | ITEFM
| VFCU-L1-17-02 |  | ACMV | FCU | [5 empty] | CEPO | Main East | Level 1 | Boot Store | PKFY-P50 VMH-E |  |  | Active | ITEFM
| VFCU-L1-17-03 |  | ACMV | FCU | [5 empty] | CEPO | Main West | Level 1 | Boot Store | PKFY-P50 VMH-E |  |  | Active | ITEFM
| VFCU-L1-17-04 |  | ACMV | FCU | [5 empty] | CEPO | Main West | Level 1 | Boot Store | PKFY-P50 VMH-E |  |  | Active | ITEFM
| VFCU-L1-17-05 |  | ACMV | FCU | [5 empty] | CEPO | Main East | Level 1 | Female toilet | PKFY-P32 VMH-E |  |  | Active | ITEFM
| VFCU-L1-17-06 |  | ACMV | FCU | [5 empty] | CEPO | Main East | Level 1 | Female toilet | PKFY-P63 VMH-E |  |  | Active | ITEFM
| VFCU-L1-17-07 |  | ACMV | FCU | [5 empty] | CEPO | Main East | Level 1 | Male toilet | PKFY-P32 VMH-E |  |  | Active | ITEFM
| VFCU-L1-17-08 |  | ACMV | FCU | [5 empty] | CEPO | Main East | Level 1 | Male toilet | PKFY-P63 VMH-E |  |  | Active | ITEFM
| VFCU-L1-17-09 |  | ACMV | FCU | [5 empty] | CEPO | Main West | Level 2 | Boot Store | PKFY-P50 VMH-E |  |  | Active | ITEFM
| VFCU-L1-17-10 |  | ACMV | FCU | [5 empty] | CEPO | Main West | Level 2 | Boot Store | PKFY-P50 VMH-E |  |  | Active | ITEFM
| VFCU-L1-17-11 |  | ACMV | FCU | [5 empty] | CEPO | Main West | Level 2 | Boot Store | PKFY-P50 VMH-E |  |  | Active | ITEFM
| VFCU-L1-17-12 |  | ACMV | FCU | [5 empty] | CEPO | Main West | Level 2 | Boot Store | PKFY-P50 VMH-E |  |  | Active | ITEFM
| VFCU-L1-17-13 |  | ACMV | FCU | [5 empty] | CEPO | Main East | Level 2 | Female Toilet | PKFY-P32 VMH-E |  |  | Active | ITEFM
| VFCU-L1-17-14 |  | ACMV | FCU | [5 empty] | CEPO | Main East | Level 2 | Female Toilet | PKFY-P63 VMH-E |  |  | Active | ITEFM
| VFCU-L1-17-15 |  | ACMV | FCU | [5 empty] | CEPO | Main East | Level 2 | Male Toilet | PKFY-P32 VMH-E |  |  | Active | ITEFM
| VFCU-L1-17-16 |  | ACMV | FCU | [5 empty] | CEPO | Main East | Level 2 | Male Toilet | PKFY-P63 VMH-E |  |  | Active | ITEFM
| VFCU-L1-18-01 |  | ACMV | FCU | [5 empty] | CEPO | Main West | Level 1 | Female Toilet | PKFY-P32 VMH-E |  |  | Active | ITEFM
| VFCU-L1-18-02 |  | ACMV | FCU | [5 empty] | CEPO | Main West | Level 1 | Female Toilet | PKFY-P63 VMH-E |  |  | Active | ITEFM
| VFCU-L1-18-03 |  | ACMV | FCU | [5 empty] | CEPO | Main West | Level 1 | Male Toilet | PKFY-P32 VMH-E |  |  | Active | ITEFM
| VFCU-L1-18-04 |  | ACMV | FCU | [5 empty] | CEPO | Main West | Level 1 | Male Toilet | PKFY-P63 VMH-E |  |  | Active | ITEFM
| VFCU-L1-18-05 |  | ACMV | FCU | [5 empty] | CEPO | Main West | Level 2 | Female toilet | PKFY-P32 VMH-E |  |  | Active | ITEFM
| VFCU-L1-18-06 |  | ACMV | FCU | [5 empty] | CEPO | Main West | Level 2 | Female toilet | PKFY-P63 VMH-E |  |  | Active | ITEFM
| VFCU-L1-18-07 |  | ACMV | FCU | [5 empty] | CEPO | Main West | Level 2 | Male Toilet | PKFY-P32 VMH-E |  |  | Active | ITEFM
| VFCU-L1-18-08 |  | ACMV | FCU | [5 empty] | CEPO | Main West | Level 2 | Male Toilet | PKFY-P63 VMH-E |  |  | Active | ITEFM
| VFCU-L2-09-18-A |  | ACMV | FCU | [5 empty] | CEPO | Main East | Level 2 | Meeting Room Situation 3 | PEFY-P100 VMA-E |  |  | Active | ITEFM
| VFCU-L2-09-MR-18-B |  | ACMV | FCU | [5 empty] | CEPO | Main East | Level 2 | Meeting Room Situation 3 | PEFY-P100 VMA-E |  |  | Active | ITEFM
| VFCU-L2-10-MR-19-A |  | ACMV | FCU | [5 empty] | CEPO | Main East | Level 2 | Meeting Room Situation 3 | PEFY-P100 VMA-E |  |  | Active | ITEFM
| VFCU-L2-10-MR-19-B |  | ACMV | FCU | [5 empty] | CEPO | Main East | Level 2 | Meeting Room Situation 2 | PEFY-P100 VMA-E |  |  | Active | ITEFM
| VFCU-L2-11A-CT-37-A |  | ACMV | FCU | [5 empty] | CEPO | Main East | Level 2 | Training Room | PEFY-P125 VMA-E |  |  | Active | ITEFM
| VFCU-L2-11A-CT-37-B |  | ACMV | FCU | [5 empty] | CEPO | Main East | Level 2 | Training Room | PEFY-P125 VMA-E |  |  | Active | ITEFM
| VFCU-L2-11A-DA-36-A |  | ACMV | FCU | [5 empty] | CEPO | Main East | Level 2 | Meeting Room Situation 2 | PEFY-P140 VMA-E |  |  | Active | ITEFM
| VFCU-L2-11A-DA-36-B |  | ACMV | FCU | [5 empty] | CEPO | Main East | Level 2 | Corporate Room Meeting Room 1 | PEFY-P140 VMA-E |  |  | Active | ITEFM
| VFCU-L2-11A-DA-36-C |  | ACMV | FCU | [5 empty] | CEPO | Main East | Level 2 | Corporate Room Meeting Room 2 | PEFY-P140 VMA-E |  |  | Active | ITEFM
| VFCU-L2-11A-DA-36-D |  | ACMV | FCU | [5 empty] | CEPO | Main East | Level 2 | Corporate Room Meeting Room 3 | PEFY-P140 VMA-E |  |  | Active | ITEFM
| VFCU-L2-11A-DA-36-E |  | ACMV | FCU | [5 empty] | CEPO | Main East | Level 2 | Gym | PEFY-P140 VMA-E |  |  | Active | ITEFM
| VFCU-L2-11A-DA-36-F |  | ACMV | FCU | [5 empty] | CEPO | Main East | Level 2 | Gym | PEFY-P140 VMA-E |  |  | Active | ITEFM
| VFCU-L2-12-SR-34-A D/S |  | ACMV | FCU | [5 empty] | CEPO | Main Central | Level 2 | Server Room | PEFY-P125 VMA-E |  |  | Active | ITEFM
| VFCU-L2-12-SR-34-B D/S |  | ACMV | FCU | [5 empty] | CEPO | Main Central | Level 2 | Server Room | PEFY-P125 VMA-E |  |  | Active | ITEFM
| VFCU-L2-13-SR-34-A S/D |  | ACMV | FCU | [5 empty] | CEPO | Main West | Level 2 | Server Room | PEFY-P125 VMA-E |  |  | Active | ITEFM
| VFCU-L2-13-SR-34-B S/D |  | ACMV | FCU | [5 empty] | CEPO | Main West | Level 2 | Server Room | PEFY-P125 VMA-E |  |  | Active | ITEFM
| VFCU-L2-14-DC-44 |  | ACMV | FCU | [5 empty] | CEPO | Main East | Level 2 | Wellness Room | PEFY-P32 VMA-E |  |  | Active | ITEFM
| VFCU-L2-14-DC-45 |  | ACMV | FCU | [5 empty] | CEPO | Main East | Level 2 | Wellness Room | PEFY-P32 VMA-E |  |  | Active | ITEFM
| VFCU-L2-14-DC-46 |  | ACMV | FCU | [5 empty] | CEPO | Main East | Level 2 | Corporate Room Meeting Room 3 | PEFY-P32 VMA-E |  |  | Active | ITEFM
| VFCU-L2-14-WS-48 |  | ACMV | FCU | [5 empty] | CEPO | Main East | Level 2 | Open Office Area | PEFY-P125 VMA-E |  |  | Active | ITEFM
| VFCU-L2-14-WS-49 |  | ACMV | FCU | [5 empty] | CEPO | Main East | Level 2 | Open Office Area | PEFY-P125 VMA-E |  |  | Active | ITEFM
| VFCU-L2-14-WS-50 |  | ACMV | FCU | [5 empty] | CEPO | Main East | Level 2 | Open Office Area | PEFY-P125 VMA-E |  |  | Active | ITEFM
| VFCU-L2-14-WS-51 |  | ACMV | FCU | [5 empty] | CEPO | Main East | Level 2 | Open Office Area | PEFY-P125 VMA-E |  |  | Active | ITEFM
| VFCU-L2-14-WS-52 |  | ACMV | FCU | [5 empty] | CEPO | Main East | Level 2 | Open Office Area | PEFY-P125 VMA-E |  |  | Active | ITEFM
| VFCU-L2-14-WS-53 |  | ACMV | FCU | [5 empty] | CEPO | Main East | Level 2 | Open Office Area | PEFY-P125 VMA-E |  |  | Active | ITEFM
| VFCU-L2-15-MR-24 |  | ACMV | FCU | [5 empty] | CEPO | Main East | Level 2 | Meeting Room Excel 3 | PEFY-P125 VMA-E |  |  | Active | ITEFM
| VFCU-L3-01-VG-02-A |  | ACMV | FCU | [5 empty] | CEPO | Main Central | Level 3 | Exhibition Area | PEFY-P140 VMA-E |  |  | Active | ITEFM
| VFCU-L3-01-VG-02-B |  | ACMV | FCU | [5 empty] | CEPO | Main Central | Level 3 | Exhibition Area | PEFY-P140 VMA-E |  |  | Active | ITEFM
| VFCU-L3-01-VG-03-C |  | ACMV | FCU | [5 empty] | CEPO | Main Central | Level 3 | Exhibition Area | PEFY-P140 VMA-E |  |  | Active | ITEFM
| VFCU-L3-02-CEO-04 |  | ACMV | FCU | [5 empty] | CEPO | Main Central | Level 3 | Chairman Room | PEFY-P50 VMA-E |  |  | Active | ITEFM
| VFCU-L3-02-CEO-05 |  | ACMV | FCU | [5 empty] | CEPO | Main Central | Level 3 | Hot Desk (Workstation) | PEFY-P32 VMA-E |  |  | Active | ITEFM
| VFCU-L3-02-CEO-06 |  | ACMV | FCU | [5 empty] | CEPO | Main Central | Level 3 | Hot Desk (Workstation) | PEFY-P63 VMA-E |  |  | Active | ITEFM
| VFCU-L3-02-DA-01-A |  | ACMV | FCU | [5 empty] | CEPO | Main Central | Level 3 | Discussion Area | PEFY-P140 VMA-E |  |  | Active | ITEFM
| VFCU-L3-02-DA-01-B |  | ACMV | FCU | [5 empty] | CEPO | Main Central | Level 3 | Discussion Area | PEFY-P140 VMA-E |  |  | Active | ITEFM
| VFCU-L3-02-DA-01-C |  | ACMV | FCU | [5 empty] | CEPO | Main Central | Level 3 | Discussion Area | PEFY-P140 VMA-E |  |  | Active | ITEFM
| VFCU 27-1 |  | FMD | IWS | [5 empty] | Connection One | Tower 1 | 27 | Wing A | FXS125 |  | Daikin | Active | ITEFM
| VFCU 27-2 |  | FMD | IWS | [5 empty] | Connection One | Tower 1 | 27 | Wing A | FXS63 |  | Daikin | Active | ITEFM
| VFCU 27-3 |  | FMD | IWS | [5 empty] | Connection One | Tower 1 | 27 | Wing A | FXS63 |  | Daikin | Active | ITEFM
| VFCU 27-4 |  | FMD | IWS | [5 empty] | Connection One | Tower 1 | 27 | Wing A | FXS63 |  | Daikin | Active | ITEFM
| VFU-L1-14-NR-33 S/D |  | ACMV | FCU | [5 empty] | CEPO | Main West | Level 1 | Network Room | PEFY-P80 VMA-E |  |  | Active | ITEFM
| VFU-L1-14-SR-31-A S/D |  | ACMV | FCU | [5 empty] | CEPO | Main Central | Level 1 | Server Room | PEFY-P125 VMA-E |  |  | Active | ITEFM
| VFU-L1-14-SR-31-B S/D |  | ACMV | FCU | [5 empty] | CEPO | Main East | Level 1 | Server Room | PEFY-P125 VMA-E |  |  | Active | ITEFM
| VFU-L1-14A-FC-34 S/D |  | ACMV | FCU | [5 empty] | CEPO | Main West | Level 1 | FCC | PLFY-P50 VBM-E |  |  | Active | ITEFM
| VFU-L1-14A-NR-32 S/D |  | ACMV | FCU | [5 empty] | CEPO | Main West | Level 1 | Network Room | PEFY-P80 VMA-E |  |  | Active | ITEFM
| VFU-L1-15-CS-40 |  | ACMV | FCU | [5 empty] | CEPO | Main East | Level 1 | Drawing Store | PEFY-P63 VMA-E |  |  | Active | ITEFM
| VFU-L1-15-CS-41 |  | ACMV | FCU | [5 empty] | CEPO | Main East | Level 1 | Drawing Store | PEFY-P63 VMA-E |  |  | Active | ITEFM
| VFU-L1-15-CS-42 |  | ACMV | FCU | [5 empty] | CEPO | Main East | Level 1 | Drawing Store | PEFY-P63 VMA-E |  |  | Active | ITEFM
| VFU-L1-15-CS-43 |  | ACMV | FCU | [5 empty] | CEPO | Main East | Level 1 | Drawing Store | PEFY-P63 VMA-E |  |  | Active | ITEFM
| VFU-L1-15-CS-44 |  | ACMV | FCU | [5 empty] | CEPO | Main East | Level 1 | Drawing Store | PEFY-P63 VMA-E |  |  | Active | ITEFM
| VFU-L1-15-CS-45 |  | ACMV | FCU | [5 empty] | CEPO | Main East | Level 1 | Contract Store | PEFY-P80 VMA-E |  |  | Active | ITEFM
| VFU-L1-15-CS-46 |  | ACMV | FCU | [5 empty] | CEPO | Main East | Level 1 | Contract Store | PEFY-P80 VMA-E |  |  | Active | ITEFM
| VFU-L1-15-CS-47 |  | ACMV | FCU | [5 empty] | CEPO | Main East | Level 1 | Contract Store | PEFY-P80 VMA-E |  |  | Active | ITEFM
| VFU-L1-15-CS-48 |  | ACMV | FCU | [5 empty] | CEPO | Main East | Level 1 | Contract Store | PEFY-P80 VMA-E |  |  | Active | ITEFM
| VFU-L1-15-CS-49 |  | ACMV | FCU | [5 empty] | CEPO | Main East | Level 1 | Contract Store | PEFY-P80 VMA-E |  |  | Active | ITEFM
| VFU-L1-16-MR-22 |  | ACMV | FCU | [5 empty] | CEPO | Main East | Level 1 | Meeting Room Inspire 7 | PEFY-P125 VMA-E |  |  | Active | ITEFM
| VFU-L2-01-MR-02-A |  | ACMV | FCU | [5 empty] | CEPO | Main West | Level 2 | Meeting Room Board Room | PEFY-P125 VMA-E |  |  | Active | ITEFM
| VFU-L2-01-MR-02-B |  | ACMV | FCU | [5 empty] | CEPO | Main West | Level 2 | Meeting Room Board Room | PEFY-P125 VMA-E |  |  | Active | ITEFM
| VFU-L2-01-MR-02-C |  | ACMV | FCU | [5 empty] | CEPO | Main West | Level 2 | Meeting Room Board Room | PEFY-P125 VMA-E |  |  | Active | ITEFM
| VFU-L2-01-MR-02-D |  | ACMV | FCU | [5 empty] | CEPO | Main West | Level 2 | Meeting Room Board Room | PEFY-P125 VMA-E |  |  | Active | ITEFM
| VFU-L2-02A-DC-23 |  | ACMV | FCU | [5 empty] | CEPO | Main West | Level 2 | Director Room 8 | PEFY-P32 VMA-E |  |  | Active | ITEFM
| VFU-L2-02A-DC-32 |  | ACMV | FCU | [5 empty] | CEPO | Main West | Level 2 | Director Room 7 | PEFY-P32 VMA-E |  |  | Active | ITEFM
| VFU-L2-02A-DC-34 |  | ACMV | FCU | [5 empty] | CEPO | Main West | Level 2 | Director Room 1 | PEFY-P32 VMA-E |  |  | Active | ITEFM
| VFU-L2-02A-DC-35 |  | ACMV | FCU | [5 empty] | CEPO | Main West | Level 2 | Director Room 2 | PEFY-P32 VMA-E |  |  | Active | ITEFM
| VFU-L2-02A-WS-07-A |  | ACMV | FCU | [5 empty] | CEPO | Main West | Level 2 | Open Office Area | PEFY-P200 VMHS-E (1Ø) |  |  | Active | ITEFM
| VFU-L2-02A-WS-07-B |  | ACMV | FCU | [5 empty] | CEPO | Main West | Level 2 | Open Office Area | PEFY-P140 VMA-E |  |  | Active | ITEFM
| VFU-L2-02B-CS-03 |  | ACMV | FCU | [5 empty] | CEPO | Main West | Level 2 | Contract Store | PEFY-P100 VMA-E |  |  | Active | ITEFM
| VFU-L2-02B-WS-07-C |  | ACMV | FCU | [5 empty] | CEPO | Main West | Level 2 | Open Office Area | PEFY-P200 VMHS-E (1Ø) |  |  | Active | ITEFM
| VFU-L2-02B-WS-07-D |  | ACMV | FCU | [5 empty] | CEPO | Main West | Level 2 | Open Office Area | PEFY-P140 VMA-E |  |  | Active | ITEFM
| VFU-L2-02B-WS-07-K |  | ACMV | FCU | [5 empty] | CEPO | Main West | Level 2 | Open Office Area | PEFY-P125 VMA-E |  |  | Active | ITEFM
| VFU-L2-03A-CR-04 |  | ACMV | FCU | [5 empty] | CEPO | Main West | Level 2 | Corridor West | PEFY-P100 VMA-E |  |  | Active | ITEFM
| VFU-L2-03A-OS-06 |  | ACMV | FCU | [5 empty] | CEPO | Main West | Level 2 | Corridor West | PEFY-P125 VMA-E |  |  | Active | ITEFM
| VFU-L2-03A-PY-05 |  | ACMV | FCU | [5 empty] | CEPO | Main East | Level 2 | Staff Lounge | PEFY-P125 VMA-E |  |  | Active | ITEFM
| VFU-L2-03A-WS-07-L |  | ACMV | FCU | [5 empty] | CEPO | Main West | Level 2 | Open Office Area | PEFY-P125 VMA-E |  |  | Active | ITEFM
| VFU-L2-03B-DC-42 |  | ACMV | FCU | [5 empty] | CEPO | Main West | Level 2 | Director Room 3 | PEFY-P32 VMA-E |  |  | Active | ITEFM
| VFU-L2-03B-DC-43 |  | ACMV | FCU | [5 empty] | CEPO | Main West | Level 2 | Director Room 1 | PEFY-P40 VMA-E |  |  | Active | ITEFM
| VFU-L2-03B-WS-07-E |  | ACMV | FCU | [5 empty] | CEPO | Main West | Level 2 | Open Office Area | PEFY-P200 VMHS-E (1Ø) |  |  | Active | ITEFM
| VFU-L2-03B-WS-07-I |  | ACMV | FCU | [5 empty] | CEPO | Main West | Level 2 | Open Office Area | PEFY-P140 VMA-E |  |  | Active | ITEFM
| VFU-L2-03B-WS-07-J |  | ACMV | FCU | [5 empty] | CEPO | Main West | Level 2 | Open Office Area | PEFY-P200 VMHS-E (1Ø) |  |  | Active | ITEFM
| VFU-L2-04-MR-10 |  | ACMV | FCU | [5 empty] | CEPO | Main West | Level 2 | Meeting Room Create 1 | PEFY-P50 VMA-E |  |  | Active | ITEFM
| VFU-L2-04-MR-11 |  | ACMV | FCU | [5 empty] | CEPO | Main West | Level 2 | Meeting Room Create 2 | PEFY-P50 VMA-E |  |  | Active | ITEFM
| VFU-L2-04-MR-12 |  | ACMV | FCU | [5 empty] | CEPO | Main West | Level 2 | Meeting Room Create 3 | PEFY-P50 VMA-E |  |  | Active | ITEFM
| VFU-L2-04-SL-32-A |  | ACMV | FCU | [5 empty] | CEPO | Main Central | Level 1 | Lift Lobby | PEFY-P100 VMA-E |  |  | Active | ITEFM
| VFU-L2-04-SL-32-B |  | ACMV | FCU | [5 empty] | CEPO | Main Central | Level 1 | Lift Lobby | PEFY-P125 VMA-E |  |  | Active | ITEFM
| VFU-L2-04-WS-07-F |  | ACMV | FCU | [5 empty] | CEPO | Main West | Level 2 | Open Office Area | PEFY-P200 VMHS-E (1Ø) |  |  | Active | ITEFM
| VFU-L2-04-WS-07-G |  | ACMV | FCU | [5 empty] | CEPO | Main West | Level 2 | Open Office Area | PEFY-P140 VMA-E |  |  | Active | ITEFM
| VFU-L2-04-WS-07-H |  | ACMV | FCU | [5 empty] | CEPO | Main West | Level 2 | Open Office Area | PEFY-P200 VMHS-E (1Ø) |  |  | Active | ITEFM
| VFU-L2-05-CR-17-A |  | ACMV | FCU | [5 empty] | CEPO | Main East | Level 2 | Corridor East | PEFY-P250 VMHS-E (1Ø) |  |  | Active | ITEFM
| VFU-L2-05-CR-17-B |  | ACMV | FCU | [5 empty] | CEPO | Main East | Level 2 | Corridor East | PEFY-P140 VMA-E |  |  | Active | ITEFM
| VFU-L2-05-CT-38-A |  | ACMV | FCU | [5 empty] | CEPO | Main East | Level 2 | Wellness Room | PEFY-P140 VMA-E |  |  | Active | ITEFM
| VFU-L2-05-MR-20 |  | ACMV | FCU | [5 empty] | CEPO | Main East | Level 2 | Meeting Room Situation 1 | PEFY-P63 VMA-E |  |  | Active | ITEFM
| VFU-L2-05-PY-16 |  | ACMV | FCU | [5 empty] | CEPO | Main Central | Level 2 | Pantry | PEFY-P125 VMA-E |  |  | Active | ITEFM
| VFU-L2-05-WS-09-A |  | ACMV | FCU | [5 empty] | CEPO | Main East | Level 2 | Open Office Area | PEFY-P200 VMHS-E (1Ø) |  |  | Active | ITEFM
| VFU-L2-06-DC-26 |  | ACMV | FCU | [5 empty] | CEPO | Main East | Level 2 | Director Room 2 | PEFY-P32 VMA-E |  |  | Active | ITEFM
| VFU-L2-06-DC-27 |  | ACMV | FCU | [5 empty] | CEPO | Main East | Level 2 | Director Room 4 | PEFY-P32 VMA-E |  |  | Active | ITEFM
| VFU-L2-06-DC-28 |  | ACMV | FCU | [5 empty] | CEPO | Main East | Level 2 | Director Room 3 | PEFY-P32 VMA-E |  |  | Active | ITEFM
| VFU-L2-06-MR-13 |  | ACMV | FCU | [5 empty] | CEPO | Main East | Level 2 | Meeting Room Create 4 | PEFY-P50 VMA-E |  |  | Active | ITEFM
| VFU-L2-06-MR-21 |  | ACMV | FCU | [5 empty] | CEPO | Main East | Level 2 | Meeting Room Excel 6 | PEFY-P63 VMA-E |  |  | Active | ITEFM
| VFU-L2-06-MR-22 |  | ACMV | FCU | [5 empty] | CEPO | Main East | Level 2 | Meeting Room Excel 5 | PEFY-P63 VMA-E |  |  | Active | ITEFM
| VFU-L2-06-MR-23 |  | ACMV | FCU | [5 empty] | CEPO | Main East | Level 2 | Meeting Room Excel 4 | PEFY-P63 VMA-E |  |  | Active | ITEFM
| VFU-L2-06-WS-09-C |  | ACMV | FCU | [5 empty] | CEPO | Main East | Level 2 | Open Office Area | PEFY-P200 VMHS-E (1Ø) |  |  | Active | ITEFM
| VFU-L2-06-WS-09-D |  | ACMV | FCU | [5 empty] | CEPO | Main East | Level 2 | Open Office Area | PEFY-P140 VMA-E |  |  | Active | ITEFM
| VFU-L2-06-WS-09-E |  | ACMV | FCU | [5 empty] | CEPO | Main East | Level 2 | Open Office Area | PEFY-P200 VMHS-E (1Ø) |  |  | Active | ITEFM
| VFU-L2-07-DC-40 |  | ACMV | FCU | [5 empty] | CEPO | Main East | Level 2 | Director Room 4 | PEFY-P32 VMA-E |  |  | Active | ITEFM
| VFU-L2-07-DC-41 |  | ACMV | FCU | [5 empty] | CEPO | Main East | Level 2 | Director Room 5 | PEFY-P32 VMA-E |  |  | Active | ITEFM
| VFU-L2-07-WS-09-B |  | ACMV | FCU | [5 empty] | CEPO | Main East | Level 2 | Open Office Area | PEFY-P140 VMA-E |  |  | Active | ITEFM
| VFU-L2-07-WS-09-F |  | ACMV | FCU | [5 empty] | CEPO | Main East | Level 2 | Open Office Area | PEFY-P200 VMHS-E (1Ø) |  |  | Active | ITEFM
| VFU-L2-07-WS-09-G |  | ACMV | FCU | [5 empty] | CEPO | Main East | Level 2 | Open Office Area | PEFY-P140 VMA-E |  |  | Active | ITEFM
| VFU-L2-07-WS-09-H |  | ACMV | FCU | [5 empty] | CEPO | Main East | Level 2 | Open Office Area | PEFY-P200 VMHS-E (1Ø) |  |  | Active | ITEFM
| VFU-L2-07-WS-09-I |  | ACMV | FCU | [5 empty] | CEPO | Main East | Level 2 | Open Office Area | PEFY-P140 VMA-E |  |  | Active | ITEFM
| VFU-L2-08A-LO-01-A |  | ACMV | FCU | [5 empty] | CEPO | Main Central | Level 2 | Lift Lobby | PEFY-P100 VMA-E |  |  | Active | ITEFM
| VFU-L2-08A-LO-01-B |  | ACMV | FCU | [5 empty] | CEPO | Main Central | Level 2 | Lift Lobby | PEFY-P200 VMHS-E (1Ø) |  |  | Active | ITEFM
| VFU-L2-08A-LO-08-A |  | ACMV | FCU | [5 empty] | CEPO | Main East | Level 2 | Pantry | PEFY-P200 VMHS-E (1Ø) |  |  | Active | ITEFM
| VFU-L2-08A-SL-08-B |  | ACMV | FCU | [5 empty] | CEPO | Main East | Level 2 | Pantry | PEFY-P140 VMA-E |  |  | Active | ITEFM
| VFU-L2-08B-DC-29 |  | ACMV | FCU | [5 empty] | CEPO | Main East | Level 2 | Director Room 6 | PEFY-P32 VMA-E |  |  | Active | ITEFM
| VFU-L2-08B-DC-30 |  | ACMV | FCU | [5 empty] | CEPO | Main East | Level 2 | Director Room 5 | PEFY-P32 VMA-E |  |  | Active | ITEFM
| VFU-L2-08B-DC-31 |  | ACMV | FCU | [5 empty] | CEPO | Main East | Level 2 | Director Room 6 | PEFY-P32 VMA-E |  |  | Active | ITEFM
| VFU-L2-08B-MR-14 |  | ACMV | FCU | [5 empty] | CEPO | Main East | Level 2 | Meeting Room Create 5 | PEFY-P50 VMA-E |  |  | Active | ITEFM
| VFU-L2-08B-MR-15 |  | ACMV | FCU | [5 empty] | CEPO | Main East | Level 2 | Meeting Room Create 6 | PEFY-P50 VMA-E |  |  | Active | ITEFM
| VFU-L2-08B-WS-09-J |  | ACMV | FCU | [5 empty] | CEPO | Main East | Level 2 | Open Office Area | PEFY-P200 VMHS-E (1Ø) |  |  | Active | ITEFM
| Water cooler 1-1 | Water Cooler | Mechanical | Water Cooler | [5 empty] | NIE | NIE1 | L1 | NIE1-01- OUTSIDE OAAS OFFICE | WA660 | IB00610 |  | Active | ITEFM
| Water cooler 1-2 | Water Cooler | Mechanical | Water Cooler | [5 empty] | NIE | NIE1 | L1 | NIE1-01-NEAR TO NTU LINKWAY STAR | WA850 | SE00712 |  | Active | ITEFM
| Water cooler 2-1 | Water Cooler | Mechanical | Water Cooler | [5 empty] | NIE | NIE2 | B1 | NIE2-B1-CENTER CORRIDOR | WA800 | IH01055 |  | Active | ITEFM
| Water cooler 2-1A | Water Cooler | Mechanical | Water Cooler | [5 empty] | NIE | NIE2 | L1 | NIE2-01-CENTER CORRIDOR | WA800 | IH01021 |  | Active | ITEFM
| Water cooler 2-2 | Water Cooler | Mechanical | Water Cooler | [5 empty] | NIE | NIE2 | B1 | NIE2-B1-CENTER CORRIDOR | WA800 | OF00329 |  | Active | ITEFM
| Water cooler 2-2A | Water Cooler | Mechanical | Water Cooler | [5 empty] | NIE | NIE2 | L1 | NIE2-01-CENTER CORRIDOR | WA850 | PH00305 |  | Active | ITEFM
| Water cooler 2-3 | Water Cooler | Mechanical | Water Cooler | [5 empty] | NIE | NIE2 | B1 | NIE2-B1-MUSOLLAH (PRAYER AREA) | WA850 | TE00407 |  | Active | ITEFM
| Water cooler 3-1 | Water Cooler | Mechanical | Water Cooler | [5 empty] | NIE | NIE3 | B1 | NIE3-B1 CENTER CORRIDOR | WA800 | KC00319 |  | Active | ITEFM
| Water cooler 3-1A | Water Cooler | Mechanical | Water Cooler | [5 empty] | NIE | NIE3 | L1 | NIE 3-01- CENTER CORRIDOR | WA800 | IH01062 |  | Active | ITEFM
| Water cooler 3-2 | Water Cooler | Mechanical | Water Cooler | [5 empty] | NIE | NIE3 | B1 | NIE3-B1 CENTER CORRIDOR | WA800 | IH01066 |  | Active | ITEFM
| Water cooler 3-2A | Water Cooler | Mechanical | Water Cooler | [5 empty] | NIE | NIE3 | L1 | NIE3-01-CENTER CORRIDOR | WA850 | PI01028 |  | Active | ITEFM
| Water cooler 3-3 | Water Cooler | Mechanical | Water Cooler | [5 empty] | NIE | NIE3 | B3 | NIE3-B3 OUTSIDE ROOM 01A | WA850 | QK00216 |  | Active | ITEFM
| Water cooler 3-4 | Water Cooler | Mechanical | Water Cooler | [5 empty] | NIE | NIE3 | L2 | NIE3-02-02 STUDENT LOUNGE | WA850 | PH00300 |  | Active | ITEFM
| Water cooler 3B-1 | Water Cooler | Mechanical | Water Cooler | [5 empty] | NIE | NIE3B | L1 | NIE3B-01-STUDENT HUB | WA850 | SE00703 |  | Active | ITEFM
| Water cooler 4-1 | Water Cooler | Mechanical | Water Cooler | [5 empty] | NIE | NIE4 | B1 | NIE4-B1 NEAR TO POPULAR BOOK SHOP | WA850 | SE00707 |  | Active | ITEFM
| Water cooler 4-2 | Water Cooler | Mechanical | Water Cooler | [5 empty] | NIE | NIE4 | B1 | NIE4-B1 NEAR TO STALL 1 | WA850 | JG00958 |  | Active | ITEFM
| Water cooler 4-3 | Water Cooler | Mechanical | Water Cooler | [5 empty] | NIE | NIE4 | L2 | NIE4-02 NEAR TO LIFT LC3 | WA850 | JG00974 |  | Active | ITEFM
| Water cooler 4-4 | Water Cooler | Mechanical | Water Cooler | [5 empty] | NIE | NIE4 | L2 | NIE4-02-NEAR TO STAR LC-5 | WA800 | IF00828 |  | Active | ITEFM
| Water cooler 4-5 | Water Cooler | Mechanical | Water Cooler | [5 empty] | NIE | NIE4 | L3 | NIE4-03-NEAR TO LIFT LC3 | WA850 | JG00907 |  | Active | ITEFM
| Water cooler 4-6 | Water Cooler | Mechanical | Water Cooler | [5 empty] | NIE | NIE4 | L3 | NIE4-03-NEAR TO STAR LC-5 | WA800 | IF00856 |  | Active | ITEFM
| Water cooler 4-7 | Water Cooler | Mechanical | Water Cooler | [5 empty] | NIE | NIE4 | L4 | NIE4-04-NEAR TO LIFT LC-3 | WA850 | JG00983 |  | Active | ITEFM
| Water cooler 4-8 | Water Cooler | Mechanical | Water Cooler | [5 empty] | NIE | NIE4 | L4 | NIE4-04-NEAR TO STAR LC-5 | WA800 | IF00873 |  | Active | ITEFM
| Water cooler 5-1 | Water Cooler | Mechanical | Water Cooler | [5 empty] | NIE | NIE5 | B1 | NIE5-B1-OUTSIDE GYMNASIUM 1 | WA800 | IF00862 |  | Active | ITEFM
| Water cooler 5-1A | Water Cooler | Mechanical | Water Cooler | [5 empty] | NIE | NIE5 | B1 | NIE5-B2-OUTSIDE SPORTS HALL | WA800 | IH01020 |  | Active | ITEFM
| Water cooler 5-1B | Water Cooler | Mechanical | Water Cooler | [5 empty] | NIE | NIE5 | B3 | NIE5-B3 NEAR TO SWIMMING POOL | WA850 | IH01027 |  | Active | ITEFM
| Water cooler 5-1C | Water Cooler | Mechanical | Water Cooler | [5 empty] | NIE | NIE5 | L1 | NIE5-01-CENTER CORRIDOR | WA800 | JG00952 |  | Active | ITEFM
| Water cooler 5-2 | Water Cooler | Mechanical | Water Cooler | [5 empty] | NIE | NIE5 | B1 | NIE5-B1-OUTSIDE GYMNASIUM 2 | WA800 | IF00868 |  | Active | ITEFM
| Water cooler 5-2A | Water Cooler | Mechanical | Water Cooler | [5 empty] | NIE | NIE5 | B1 | NIE5-B2-OUTSIDE SPORTS HALL | WA800 | IF00850 |  | Active | ITEFM
| Water cooler 5-2B | Water Cooler | Mechanical | Water Cooler | [5 empty] | NIE | NIE5 | L1 | NIE5-01-CENTER CORRIDOR | WA800 | IF00812 |  | Active | ITEFM
| Water cooler 5-2C | Water Cooler | Mechanical | Water Cooler | [5 empty] | NIE | NIE5 | L2 | NIE5-02-EXERCISE PHYSIOLOGY | WA800 | IF00848 |  | Active | ITEFM
| Water cooler 5-2D | Water Cooler | Mechanical | Water Cooler | [5 empty] | NIE | NIE5 | L2 | NIE5-02-08 DANCE ROOM | WA800 | IF00839 |  | Active | ITEFM
| Water cooler 5-3 | Water Cooler | Mechanical | Water Cooler | [5 empty] | NIE | NIE5 | B1 | NIE5-B1 OPP LIFT PE-2 | WA800 | IF00853 |  | Active | ITEFM
| Water cooler 5-4 | Water Cooler | Mechanical | Water Cooler | [5 empty] | NIE | NIE5 | B1 | NIE5-B1 OUTSIDE SQUASH COURT 4 | WA800 | IF00843 |  | Active | ITEFM
| Water cooler 7-1 | Water Cooler | Mechanical | Water Cooler | [5 empty] | NIE | NIE7 | B1 | NIE7-B1-CENTER CORRIDOR | WA800 | IH01018 |  | Active | ITEFM
| Water cooler 7-1A | Water Cooler | Mechanical | Water Cooler | [5 empty] | NIE | NIE7 | B3 | NIE7-B3 GAZEBO | WA800 | SE00604 |  | Active | ITEFM
| Water cooler 7-1B | Water Cooler | Mechanical | Water Cooler | [5 empty] | NIE | NIE7 | L1 | NIE7-01-CENTER CORRIDOR | WA800 | IH01005 |  | Active | ITEFM
| Water cooler 7-2 | Water Cooler | Mechanical | Water Cooler | [5 empty] | NIE | NIE7 | B1 | NIE7-B1-CENTER CORRIDOR | WA800 | IH01054 |  | Active | ITEFM
| Water cooler 7-2A | Water Cooler | Mechanical | Water Cooler | [5 empty] | NIE | NIE7 | B1 | NIE7-B1-NEAR TO S2 SER CORRIDOR | WA850 | NI01411 |  | Active | ITEFM
| Water cooler 7-2B | Water Cooler | Mechanical | Water Cooler | [5 empty] | NIE | NIE7 | L1 | NIE7-01-CENTER CORRIDOR | WA850 | RH00507 |  | Active | ITEFM
| Water cooler 7A-1 | Water Cooler | Mechanical | Water Cooler | [5 empty] | NIE | NIE7A | B1 | NIE7A-B1 BESIDE LINKWAY | WA800 | IH01036 |  | Active | ITEFM
| Water cooler 7A-2 | Water Cooler | Mechanical | Water Cooler | [5 empty] | NIE | NIE7A | B2 | NIE7A-B2 BESIDE LINKWAY | WA800 | IH01056 |  | Active | ITEFM
| Water cooler 7A-3 | Water Cooler | Mechanical | Water Cooler | [5 empty] | NIE | NIE7A | L1 | NIE7A-01-OUTSIDE DNAC | WA800 | IH01007 |  | Active | ITEFM
| Water cooler 7A-4 | Water Cooler | Mechanical | Water Cooler | [5 empty] | NIE | NIE7A | B3 | NIE7A-B3-03 D & T LAB | WA800 |  |  | Active | ITEFM
| Water Feature Pump No. 1 | Water FeaturePump | Mechanical | Pump | [5 empty] | NIE | NIE1 | L1 | NIE1-01 WATER FEATURE | UNILIFT AP12.40.08.1 | V0014807 |  | Active | ITEFM
| Water Feature Pump No. 2 | Water FeaturePump | Mechanical | Pump | [5 empty] | NIE | NIE1 | L1 | NIE1-01 WATER FEATURE | UNILIFT AP12.40.08.1 | V0063349 |  | Active | ITEFM
| Water Feature Pump No. 3 | Water FeaturePump | Mechanical | Pump | [5 empty] | NIE | NIE1 | L1 | NIE1-01 WATER FEATURE | UNILIFT AP12.40.08.1 | V0063351 |  | Active | ITEFM
| Water Feature Pump No. 4 | Water FeaturePump | Mechanical | Pump | [5 empty] | NIE | NIE1 | L1 | NIE1-01 WATER FEATURE | UNILIFT AP12.40.08.1 | V0016828 |  | Active | ITEFM
| Water Feature Pump No. 5 | Water FeaturePump | Mechanical | Pump | [5 empty] | NIE | NIE1 | L1 | NIE1-01 WATER FEATURE | UNILIFT AP12.40.08.3 | V0036278 |  | Active | ITEFM
| Water Feature Pump No. 6 | Water FeaturePump | Mechanical | Pump | [5 empty] | NIE | NIE1 | L1 | NIE1-01 WATER FEATURE | UNILIFT AP12.40.08.3 | V0036278 |  | Active | ITEFM
| Water Feature Pump No. 7 | Water FeaturePump | Mechanical | Pump | [5 empty] | NIE | NIE1 | L1 | NIE1-01 WATER FEATURE | UNILIFT AP12.40.08.1 | V0063348 |  | Active | ITEFM
| Water Feature Pump No. 8 | Water FeaturePump | Mechanical | Pump | [5 empty] | NIE | NIE1 | L1 | NIE1-01 WATER FEATURE | UNILIFT AP12.40.08.1 | V0063350 |  | Active | ITEFM
| Water Feature Pump No. 9 | Water FeaturePump | Mechanical | Pump | [5 empty] | NIE | NIE1 | L1 | NIE1-01 WATER FEATURE | UNILIFT AP12.40.08.3 | V0014826 |  | Active | ITEFM
| Water Feature Pump No. 10 | Water FeaturePump | Mechanical | Pump | [5 empty] | NIE | NIE1 | L1 | NIE1-01 WATER FEATURE | UNILIFT AP12.40.08.3 | V0014828 |  | Active | ITEFM